## Guidance
IGES Joint Crediting Mechanism (JCM) Database
IGES Joint Crediting Mechanism (JCM) Database provides detailed information on the JCM methodologies, projects, and JCM feasibility studies to be utilized for research and development of JCM project. The JCM is being implemented under bilateral cooperation between Japan and 17 partner countries: Mongolia, Bangladesh, Ethiopia, Kenya, Maldives, Viet Nam, Lao PDR, Indonesia, Costa Rica, Palau, Cambodia, Mexico, Saudi Arabia, Chile, Myanmar, Thailand and the Philippines as well as non-signatory partner countries. The JCM as a bilateral scheme is being implemented in accordance with the relevant domestic laws and regulations in force in respective countries and bilateral discussions between governments.
Citation
Institute for Global Environmental Strategies (2021), IGES Joint Crediting Mechanism (JCM) Database, updated as of 30 September 2021. Available at: https://pub.iges.or.jp/pub/iges-joint-crediting-mechanism-jcm-database All copyrights are reserved. The source must be clearly stated when this database is reproduced or transmitted in any form or by any means.
Disclaimer
Whilst information in this list is believed to be true and accurate at the date of going to press, neither the editor nor publisher can accept any legal responsibility or liability for any errors or omissions that may have been made. For any queries relating to this data, please contact ce-info@iges.or.jp. All copyrights are reserved. The source must be clearly stated when this list is reproduced or transmitted in any form or by any means.
History
As of 30.September.2021: 95 approved methodologies, 68 registered projects, 38 projects issued credits, 214 financed projects
Updates from the previous version: added newly adopted methodologies on "Methodologies" sheet, newly registered projects on "Project Data" sheet, and newly adopted FY2021 financed projects on "Financed Projects" sheet
Content of this database
This database consists of 6 data sheets:
1. Methodologies sheet provides the information on each JCM methodology approved by the Joint Committee. Information on each methodology is available on https://www.jcm.go.jp/methodologies/all
2. Methodologies_summary sheet shows key statistics for methodologies
3. Project Data sheet provides the information on each JCM registered project and the credits issued from each project. Information on each project is available on: https://www.jcm.go.jp/projects/registers
4. Project Data_summary sheet shows key statistics for registered projects
5. Financed Projects sheet provides the information on each project selected to receive the JCM support
6. Financed Projects_summary sheet shows key statistics for financed projects
Abbreviations used in this database
AM: Approved Methodologies
JC: JCM Joint Committee
MOC: Modalities of Communication
PDD: Project Design Document
PM: Proposed Methodology
PP: Project Participant(s)
TPE: Third-Party Entity
Field description
Approved Methodologies Sheet | Project Data Sheet
JCM methodology number | Status
Identification number assigned to each approved methodology. | Project status within the JCM project cycle, based on the JCM website. Status categories in this database are:
RD: Project which is registered by the JCM Joint Committee
Type of project | IC: Issued credits (1st issuance (IC-1), 2nd issuance (IC-2), 3rd issuance (IC-3), etc.)
Determined by the editor referring to the information described by each Approved Methodology.
Project Participant (Host Country and Japan)
PM No. | Project participants listed in the MOC submitted at the time of requesting registration.
Identification number assigned to each proposed methodology.
Type of project
Public inputs/comments start and end date | Determined by the editor referring to the PDD section ‘A. Project description’ and the AM(s) applied to the project.
Each PM is open for public inputs/comments for 15 calendar days. Dates are in DD/MM/YYYY.
Public inputs/comments received | Meth. Applied
Number of comments received from the public during the period of public comment. Each comment submitted by each submitter is counted as one comment. | AM(s) applied to the project. In the cases where several AMs are used but the versions of each methodology are the same, the number of versions is listed only once in the column.
Approval | Technology used and summary of technology used
Method used by the JC in deciding to approve a PM, including JC meeting and electronic decision. | Determined by the editor referring to the PDD section 'A. Project description'.
Coverage: type of technology covered by each methodology | Type of activity
Determined by the editor referring to the ‘Terms and definitions’ written in each AM. | Determined by the author referring to the PDD section 'A. Project description' and 'B. Application of an approved methodology(ies)'. Types of activity include 'new installation' and 'replacement' of equipment or system.
Coverage: type of activity covered by each methodology
Determined by the author referring to the AM section 'Summary of the methodology' and 'Eligibility criteria'. Types of activity include 'new installation' and 'replacement' of equipment or system. | Support scheme and date of selection The JCM financial support scheme received by the project and selection date.
Eligibility criteria (number) set by methodology | Starting date of project operation
Derived from AM section 'D. Eligibility criteria'. Elibility criteria consist of (a) Requirements for project in order to be registered; and (b) Requirements for project to be able to apply the JCM methodology. | Starting date of a JCM project is the date on which the operation of a project begins. The start of operating date of the JCM projects do not predate January 1, 2013.
Reference emission determination method(s) | Project lifetime (year)
Determined by the editor referring to the AM section 'F. Establishment and calculation of reference emissions' and PM Additional Information. In this database, ways to determine the reference emissions are classified into: | Project lifetime is the expected operational lifetime of project derived from the PDD section of the 'A. Project description'. Expected operational lifetime may be explained with publicly available statistical data, reference data from similar projects, legal durable years, expert judgment, etc.
・ Historical situation or performance: considering the current situation and performance or average historical performance
・ Benchmarking approach: performance of similar products and technologies which compete with the project technology or best available technology | Environmental Impact Assessment (EIA) Project requirement to conduct an EIA, based on regulation(s) of the host country.
・ Legal requirements
・ Voluntary or national standards and targets | Local stakeholders consultation (LSC)
・ Modeling | Each JCM project is required to conduct a local stakeholders consultation. The number of LSC(s) organized and participants are derived from the PDD under section 'E. Local stakeholder consultation'.
Sources used for calculating reference emission
Determined by the editor referring to the AM section 'F. Establishment and calculation of reference emissions' and PM Additional Information. In this database, sources are classified into: | Public inputs/comments start/end date
・ Country data | Each project requesting registration are opened for public inputs/comments for 30 calendar days. Dates are expressed in DD/MM/YYYY format.
・ Experimental data
・ International standard | Public inputs/comments received
・ National standard | Number of comments received from the public during the period of public comment. Each comment submitted by each submitter is counted as one comment.
・ Own record
・ Survey | Validation: report date and TPE for validation
Ex-ante parameters (number and type) | Each project design is required to be validated by a TPE. The list of TPEs eligible to perform validation and/or verification in each JCM partner country is available on the JCM website.
Parameters and data to be fixed before project implementation by PPs as described in the AM under section 'I. Data and parameters fixed ex ante' and the AM Spreadsheet: Monitoring Plan Sheet Table 2.
Registration
Ex-post monitoring parameters (number and type) | Date of request for registration and date of registration.
Parameters to be monitored by project, derived from AM section 'C. Summary of the methodology' and from AM Spreadsheet: Monitoring Plan Sheet Table 1. | Post-registration changes
Changes made to projects after their registration, if any.
AM Revision
JC or the public may propose revision of AM. Types of revision may include editorial revision proposals and/or substantive revision. | Emissions reductions in each year ('Est. Aver. Annual ERs') and total (Total est. ERs (tCO2))
Average of estimated annual emission reduction and total estimated emission reductions (tCO2e) over the years covered in PDD.
Credits issuance
Total amount of credits that have been issued to the registry of Japan and each partner country. Credits are issued to Japan and each partner country for the requested period of verified emission reduction based on the allocation requested at each issuance.
Akibi Tsukui (Author)
Kentaro Takahashi (Supervisor)

## Methodologies
IGES JCM Database - Approved Methodologies
Information on each methodology is available on https://www.jcm.go.jp/methodologies/all
[9 empty] | submission date | Public inputs/comments |  |  | Approval | [6 empty] | Coverage |  |  |  | Reference emission |  |  | Ex-ante parameters |  | Ex-post monitoring parameters | [7 empty] | Approved Methodology Revision | [10 empty] | Approved Methodology Revision
Meth. No. | Title | Latest version | Host Country | Sectoral scope(s) | Type of Project | Supplementary Information | PM No. | Meth. proponents | Date | Start date | End date | Inputs/ comments received | Method | Date | From meth. proposed to approved (days) | Time from public input/ comments start to meth. approved (days) | Time from public input/ comments end to meth.approved (days) | Approved methodology put on hold date | Approved methodology put on hold end date | Technology covered | Activity covered | Eligibility criteria | GHGs covered | Determination method(s) | Source(s) used for calculating ref. emission | No. | Parameters to be fixed ex-ante (default value and source, if available) | No. | Parameters | Projects applying meth. | Proposed Revised Meth. No. | Proposed Revised Meth. title | Proposed Revised Meth. proponent(s) | Revision request date | Type | Part Revised | Before Revision | After Revision | Public inputs/ comments date for the revision | Public inputs/ comments | Approval date | Proposed Revised Meth. No. | Proposed Revised Meth. title | Proposed Revised Meth. proponent(s) | Revision request date | Type | Part Revised | Before Revision | After Revision | Public inputs/ comments date for the revision | Public inputs/ comments | Approval date
BD_AM001 | Energy Saving by Introduction of High Efficiency Centrifugal Chiller | Ver2.0 | Bangladesh | 3. Energy demand | Energy efficiency | Factory | BD_PM001 | Nippon Koei Co., Ltd. | 2016-01-27 | 2016-02-05 | 2016-02-19 | 5 | JC Meeting | 2016-03-09 | 42 | 33 | 19 | - | - | Chiller | New installation and replacement | 5 | CO2 | Benchmarking approach | Survey | 5 | 1. CO2 emission factor for electricity consumed by project The value is selected from the options of default emission factor or calculated based on the determined formula, based on the source of electricity consumed by project (grid electricity or captive electricity ) 2. COP of reference chiller in line with the cooling capacity (default value of 5.13, 5.50, or 5.66, according to chiller capacity) 3. COP of project chiller under the project specific conditions (chiller specifications) 4. Output cooling water temperature of project chiller set under the project specific condition (chiller specifications) 5. Output chilled water temperature of project chiller set under the project specific condition (chiller specifications) | 3 | 1. Power consumption of project chiller 2. Amount of fuel input for power generation 3. Amount of electricity generated | BD002 |  |  |  | 2018-01-04 | Substantive revision proposals | PM: I. Data and parameters fixed ex ante PMS: Project-specific parameters to be fixed ex ante | CO2 emission factor for consumed electricity (for captive electricity) uses default value: 0.8 tCO2/MWh (CDM methodology) | CO2 emission factor for consumed electricity (for captive electricity) uses default value: 0.8 tCO2/MWh for diesel fuel (CDM methodology) or 0.46 tCO2/MWh for natural gas (IPCC) |  | - | 2018-03-15
BD_AM002 | Installation of Solar PV System | Ver1.0 | Bangladesh | 1. Energy industries (renewable-/non-renewable sources) | Renewable energy | Solar photovoltaic (PV) | BD_PM002 | Institute for Global Environmental Strategies | 2016-12-15 | 2017-01-18 | 2017-02-01 | 2 | Electronic decision | 2017-10-16 | 305 | 271 | 257 | - | - | Solar photovoltaic (PV) system | New installation | 3 | CO2 | Benchmarking approach | Country data | 1 | Reference CO2 emission factor for the project solar PV system. The value is selected from the options of default emission factor, based on the connectivity to the national grid, captive diesel power generator, and/or captive gas power generator in the following manner: - In the case where project solar PV system(s) is only connected to the national grid, default value is 0.376 tCO2/MWh '- In the case where project solar PV system(s) is connected to an internal grid which is connected to both the national grid and a captive power generator, default value is 0.376 tCO2/MWh - In the case where project solar PV system(s) is connected to a captive power generator and not connected to the national grid, and the captive power generator uses not only oil fuel, default value is 0.376 tCO2/MWh - In the case where project solar PV system(s) is not connected to the national grid, and connected to a captive power generator which only uses oil fuel,default value is 0.533 tCO2/MWh | 1 | Quantity of the electricity generated by the project solar PV system(s).
BD_AM003 | Energy efficiency improvement through the introduction of energy efficient air jet looms in textile industry | Ver1.0 | Bangladesh | 3. Energy demand | Energy efficiency | Factory | BD_PM003 | Toyota Tsusho Corporation, Mitsubishi UFJ Morgan Stanley Securities Co., Ltd. | 2016-12-09 | 2017-01-18 | 2017-02-01 | - | Electronic decision | 2017-10-16 | 311 | 271 | 257 | - | - | Air let loom | New installation and replacement | 4 | CO2 | Benchmarking approach | Survey | 2 | 1. Energy saving coefficient (default value: 2.93) 2. CO2 emission factor for electricity consumed by project The value is selected from the options of default emission factor or calculated based on the determined formula, based on the source of electricity consumed by project (grid electricity or captive electricity) | 2 | 1. Amount of electricity consumed by the loom motor(s) of the project air jet loom(s) 2. Amount of electricity consumed by the air compressor(s) of the project air jet loom(s).
CL_AM001 | Installation of Solar PV System | Ver1.0 | Chile | 1. Energy industries (renewable-/non-renewable sources) | Renewable energy | Solar photovoltaic (PV) | CH_PM001 | Institute for Global Environmental Strategies | 2017-11-16 | 2017-11-30 | 2017-12-14 | - | JC Meeting | 2017-12-19 | 33 | 19 | 5 | - | - | Solar photovoltaic (PV) system | New installation | 3 | CO2 | Benchmarking approach | Country data | 1 | Reference CO2 emission factor for the project solar PV system. The value is selected from the options of default values, based on the connectivity to the national/regional grid, captive diesel power generator, and/or captive gas power generator in the following manner: - In the case where project solar PV system(s) is only connected to the national/regional grid (PV Case 1), default value is selected from the list based on the national/regional grid (tCO2/MWh) - In the case where project solar PV system(s) is connected to an internal grid which is connected to both the national/regional grid and a captive power generator (PV Case 2), default value is selected from the list based on the national/regional grid (tCO2/MWh) - In the case where project solar PV system(s) is connected to a captive power generator and not connected to the national/regional grid, default value is 0.533 tCO2/MWh | 1 | Quantity of the electricity generated by the project solar PV system(s).
CL_AM002 | Installation of Solar PV System and Storage Battery System | Ver1.0 | Chile | 1. Energy industries (renewable/non-renewable sources) | Renewable energy | Solar photovoltaic (PV) | CL_PM002 | Institute for Global Environmental Strategies | 2020-07-29 | 2020-09-10 | 2020-09-24 | - | Electronic decision | 2020-12-04 | 128 | 85 | 71 | - | - | Solar photovoltaic (PV) system, Storage Battary System | New installation | 4 | CO2 | Benchmarking approach | Country data | 2 | 1. Reference CO2 emission factor for the project system 2. Loss ratio of charge and discharge on the project strage battery system | 5 | 1. Quantity of the electricity generated by the project solar PV system during the monitoring period 2. Quantity of the electricity charged by the project solar PV system to the project storage battery system during the monitoring period 3. Quantity of the electricity charged by all electricity sources to the project storage battery system during the monitoring period 4. Quantity of the electricity charged by all electricity sources to the project storage battery system during the monitoring period 5. Quantity of the net electricity which the project EMS supplies to the regional grid or captive generator which is displaced by the project solar PV system during the monitoring period
CR_AM001 | Installation of Solar PV System | Ver1.0 | Costa Rica | 1. Energy industries (renewable-/non-renewable sources) | Renewable energy | Solar photovoltaic (PV) | CR_PM001 | Institute for Global Environmental Strategies | 2017-06-12 | 2017-08-19 | 2017-09-02 | - | Electronic decision | 2017-09-08 | 88 | 20 | 6 | - | - | Solar photovoltaic (PV) system | New installation | 3 | CO2 | Benchmarking approach | Country data | 1 | Reference CO2 emission factor for the project solar PV system. The value is selected from the options of default emission factor, based on the connectivity to the national grid and/or captive power generator in the following manner: - In the case where project solar PV systems is connected to the national grid or connected to both the national grid and captive power generator; default value is 0.255 tCO2/MWh - In the case where project solar PV systems is not connected to the national grid but connected to a captive power generator, default value is 0.533 tCO2/MWh | 1 | Quantity of the electricity generated by the project solar PV system(s).
CR_AM002 | Energy Saving by Introduction of High Efficiency Centrifugal Chiller | Ver1.0 | Costa Rica | 3. Energy demand | Energy efficiency | Factory | CR_PM002 | NTT DATA INSTITUTE OF MANAGEMENT CONSULTING, INC. | 2017-09-01 | 2017-09-20 | 2017-10-04 | - | Electronic decision | 2018-03-12 | 192 | 173 | 159 | - | - | Chiller | New installation and replacement | 5 | CO2 | Benchmarking approach | Country data | 9 | 1. CO2 emission factor for consumed electricity: when project chiller consumes only grid electricity,the most recent value of the Costa Rica official CO2 emission factor is applied. 2. CO2 emission factor for consumed electricity: when project chiller consumes only captive electricity, emission factor is to be calculated (there are two calculation options). If the captive electricity generation system is from non-renewable sources and the capacity is less than or equal to 15 MW, default value is to be applied (0.8 tCO2/GJ for diesel and 0.46 tCO2/GJ with natural gas). 3. CO2 emission factor for consumed electricity: when project chiller may consume both grid and captive electricity, CO2 emission factor for grid and captive electricity are applied proportionately. 4. Integrated Part Load Value (IPLV) of reference chiller: selected from the default value in the methodology. 5. Integrated Part Load Value (IPLV) of project chiller: specifications of chiller, certified in accordance with the AHRI certification program based on AHRI Standard 550/590 (I-P) and AHRI Standard 551/591 (SI). 6. Power generation efficiency (%): from specifications of captive power generator. 7. Net calorific value (NCV) of consumed fuel [GJ/mass or volume] 8. CO2 emission factor for consumed fuel (tCO2/GJ, from default value from supplier, measurement, national default value, or IPCC) 9. Rated capacity of generator (from specifications) | 4 | 1. Power consumption of project chiller 2. Electricity imported from the grid, where applicable 3. Operating time of captive electricity generator, where applicable 4. The amount of fuel consumed and/or the amount of electricity generated by captive power, where applicable
CR_AM003 | Installation of Electric Heat Pump Type Water Heater for Hot Water Supply Systems | Ver1.0 | Costa Rica | 3. Energy demand | Energy efficiency | Factory | CR_PM003 | NTT DATA INSTITUTE OF MANAGEMENT CONSULTING, INC. | 2017-09-01 | 2017-09-20 | 2017-10-04 | - | Electronic decision | 2018-03-12 | 192 | 173 | 159 | - | - | Heat pump | New installation and replacement | 3 | CO2 | - Benchmarking approach - Voluntary standards and targets | Country data | 8 | 1. Efficiency of the reference boiler for heating energy generation (default value, 92%) 2. CO2 emission factor for fuel (tCO2/GJ, from default value from supplier, measurement, national default value, or IPCC) 3. Net calorific value for fuel (GJ/tonne, from default value from supplier, measurement, national default value, or IPCC) 4. CO2 emission factor for consumed electricity: when project chiller consumes only grid electricity,the most recent value of the Costa Rica official CO2 emission factor is applied. 5. CO2 emission factor for consumed electricity: when project chiller consumes only captive electricity, emission factor is to be calculated (there are two calculation options). If the captive electricity generation system is from non-renewable sources and the capacity is less than or equal to 15 MW, default value is to be applied (0.8 tCO2/GJ for diesel and 0.46 tCO2/GJ with natural gas). 6. CO2 emission factor for consumed electricity: when project chiller may consume both grid and captive electricity, CO2 emission factor for grid and captive electricity are applied proportionately. 7. Specific heat capacity of water (4.186MJ/tonne-degree Celcius, in case of standard water temperature of 20 ° C) 8. Density of water (998.22 kg /m3, in case of standard water temperature of 20 ° C) | 9 | 1. Electricity consumed by the project electric heat pump type water heater(s) 2. Electricity consumed by auxiliary electric equipment of the electric heat pump type water heater system (e.g. water pumps) 3. Fuel consumption of project auxiliary boiler, where applicable 4. Average water temperature flowing from tap water and/or well to inlet of supply water heater system 5. Average water temperature flowing from outlet of supply water heater system to utilization side 6. Quantity of water flowing from tap water and/or well to inlet of supply water heater system 7. Electricity imported from the grid, where applicable 8. Operating time of captive electricity generator, where applicable 9. The amount of fuel consumed and/or the amount of electricity generated by captive power, where applicable.
ET_AM001 | Electrification of communities using Micro hydropower generation | Ver1.0 | Ethiopia | 1. Energy industries (renewable-/non-renewable sources) | Renewable energy | Hydro power | ET_PM001 | NTT Data Institute of Management Consulting, Inc. | 2016-01-08 | 2016-02-10 | 2016-02-24 | - | Electronic decision | 2016-04-03 | 86 | 53 | 39 | - | - | Hydropower plant, Hydro generation unit | New installation | 3 | CO2 | Historical situation or performance | International standard (CDM) | 3 | 1. CO2 emission factor of the diesel generation unit (1.0 tCO2/MWh), for projects in grid-inaccessible areas where electricity consumption of individual consumer is not monitored 2. CO2 emission factor of the lighting from kerosene lamps (6.8 tCO2/MWh), for projects in grid-inaccessible areas where electricity consumption of individual consumer is monitored 3. CO2 emission factor of the diesel generation unit (1.0 tCO2/MWh), projects in grid-inaccessible areas where electricity consumption of individual consumer is monitored. | 1 | Quantity of total electricity consumption by the consumers as a whole and/or each consumer
ET_AM002 | Electrification by photovoltaic power generation in Ethiopia | Ver1.0 | Ethiopia | 1. Energy industries (renewable-/non-renewable sources) | Renewable energy | Solar photovoltaic (PV) | ET_PM002 | NTT DATA INSTITUTE OF MANAGEMENT CONSULTING, Inc. | 2016-12-20 | 2017-01-11 | 2017-01-25 | - | JC Meeting | 2017-03-23 | 93 | 71 | 57 | - | - | Solar photovoltaic (PV) system | New installation | 3 | CO2 | Benchmarking approach | International standard (CDM) | 2 | 1. CO2 emission factor of the diesel generation unit (0.8 or 1 tCO2/MWh according to generation capacity, CDM methodology), and/or 2. CO2 emission factor of the lighting by kerosene lamps (6.8 tCO2/MWh, CDM methodology) 3. The minimum electricity consumption for lighting per recipient per year (0.055 MWh, CDM methodology) | 1 | Actual amount of electricity consumed; by all the recipients (Calculation method 1) or by each recipient (Calculation method 2).
ET_AM003 | Introduction of Biomass Combined Heat and Power Plant | Ver1.0 | Ethiopia | 1. Energy industries (renewable-/non-renewable sources) | Waste management & biomass utilisation | Others (residue of biomass processing activities) | ET_PM003 | Pacific Consultants Co., Ltd. | 2017-02-03 | 2017-02-24 | 2017-03-10 | 2 | JC Meeting | 2017-03-23 | 48 | 27 | 13 | - | - | Biomass power plant, Biomass boiler | New installation and replacement | 2 | CO2 | Benchmarking approach | Survey | 4 | 1. Reference boiler efficiency (93%, own survey) 2. Reference CO2 emission factor of the reference fuel (74.1 tCO2/TJ for diesel, IPCC) 3. Reference percentage of grid power interruption time (2%, external survey) 4. Reference CO2 emission factor of captive gensets (0.533 tCO2/MWh, based on the diesel generator efficiency of 49%) | 1 | Quantity of net heat provided to the heat loads and electricity generated by the biomass CHP plant.
ID_AM001 | Power Generation by Waste Heat Recovery in Cement Industry | Ver1.0 | Indonesia | 1. Energy industries (renewable-/non-renewable sources) | Energy efficiency | Factory | ID_PM001 | JFE Engineering Corporation | 2014-04-30 | 2014-05-01 | 2014-05-15 | 1 | JC Meeting | 2014-05-19 | 19 | 18 | 4 | - | - | Power generation by waste heat recovery | New installation | 6 | CO2 | Historical situation or performance | Survey | 2 | 1. CO2 emission factor for consumed electricity from grid generation (national Grid Emission Factor of Indonesia) 2. Total maximum rated capacity of equipments of the WHR system which consumes electricity except for the capacity of equipments which use the electricity generated by itself directly (MW, equipment specification) | 2 | 1. Quantity of the electricity supplied from the WHR system to the cement production facility 2. Number of operating days during the period | ID013
ID_AM002 | Energy Saving by Introduction of High Efficiency Centrifugal Chiller | Ver2.0 | Indonesia | 3. Energy demand | Energy efficiency | Factory | ID_PM002 | Nippon Koei Co., Ltd. | 2014-04-29 | 2014-05-01 | 2014-05-15 | - | Electronic decision | 2014-09-17 | 141 | 139 | 125 | - | - | Chiller | New installation and replacement | 5 | CO2 | Benchmarking approach | Survey | 7 | 1. CO2 emission factor for electricity consumed by project The value is selected from the options of default emission factor, based on the source of electricity consumed by project (for grid electricity, use national values, for captive electricity, use 0.8 tCO2/MWh from CDM default value) 2. Output cooling water temperature of project chiller set under the project specific condition (Celsius, chiller specification) 3. Output chilled water temperature of project chiller set under the project specific condition (Celsius, chiller specification) 4. COP of reference chiller under the standardizing temperature conditions (default values of 4.92, 5.33, 5.59, 5.85, or 5.94, according to chiller capacity) 5. COP of project chiller under the project specific conditions (chiller specification) 6. COP of project chiller calculated under the standardizing temperature conditions (formula) 7. Rated capacity of captive power generator (kW, specification) | 3 | 1. Power consumption of project chiller 2. Electricity imported from the grid to the project site, where applicable 3. Operating time of captive electricity generator, where applicable | ID001, ID004, ID005, ID009 | ID_PM011 | Energy Saving by Introduction of High Efficiency Centrifugal Chiller, Version 2.0 | Nippon Koei, Ltd. | 2015-10-07 | Substantive revision proposals | Monitoring Plan Sheet (Input sheet), (h) Measurement methods and procedures | Calibration: Every year after the installation by a qualified agency. | Calibration: In case a calibration certificate issued by an entity accredited under national/international standards is not provided, such measuring equipment is required to be calibrated. | 2015/10/09 - 2015/10/23 | - | 2015-11-10
ID_AM003 | Installation of Energy-efficient Refrigerators Using Natural Refrigerant at Food Industry Cold Storage and Frozen Food Processing Plant | Ver2.0 | Indonesia | 3. Energy demand | Energy efficiency | Factory | ID_PM003 | EX Research Institute Limited | 2014-08-01 | 2014-09-10 | 2014-09-24 | 3 | JC Meeting | 2014-10-30 | 90 | 50 | 36 | - | - | Refrigerator | New installation and replacement | 7 | CO2 | Benchmarking approach | Survey | 4 | 1. CO2 emission factor for electricity consumed by project The value is selected from the options of default emission factor or calculated based on the determined formula, based on the source of electricity consumed by project (for grid electricity, use national values, for captive electricity, use 0.8 tCO2/MWh from CDM default value) 2. COP of the project refrigerator (chiller specification) 3. COP of reference refrigerator (default value of 1.32 or 1.71 according to chiller capacity) 4. Rated capacity of captive power generator (kW, specification) | 3 | 1. Amount of electricity consumed by project refrigerator 2. Electricity imported from the grid, where applicable 3. Operating time of captive electricity generator, where applicable | ID002, ID003 | ID_PM012 | Installation of Energy-efficient Refrigerators Using Natural Refrigerant at Food Industry Cold Storage and Frozen Food Processing Plant, Version 2.0 | EX Research Institute Limited | 2015-10-07 | Substantive revision proposals | 1. PM: I. Data and parameters fixed ex ante 2. PMS: Measurement methods and procedures | 1. - EFelec sources defined by calculation parameters. - COPRE,i source exception refers to the range specified by Criterion 2. 2. Calibration is conducted every year after the installation by a qualified entity. "EFelec" source: CDM approved small scale methodology: AMS-I.A "COPRE,i" source: Specifications of project refrigerator i prepared for the quotation or factory acceptance test data by manufacturer | 1. - COPRE,i source: reference to Criterion 3. - EFelec definition: defined by multiplication of calculation parameters. - New abbreviation: "EFelec,grid" for grid electricity CO2 emission factor and "EFelec,cap" for captive electricity CO2 emission factor 2. Calibration: In case a calibration certificate issued by an entity accredited under national/international standards is not provided, such measuring equipment is required to be calibrated. "EFelec, cap" source: Default value set in the CDM approved small scale methodology: AMS-I.A "COPRE,i" source: Default value set in the latest version of JCM Approved Methodology ID_AM003. | 2015/10/09-2015/10/23 | - | 2015-11-10
ID_AM004 | Installation of Inverter-Type Air Conditioning System for Cooling for Grocery Store | Ver2.0 | Indonesia | 3. Energy demand | Energy efficiency | Commercial & household | ID_PM005 | myclimate Japan Co., Ltd. | 2014-09-04 | 2014-09-10 | 2014-09-24 | 3 | JC Meeting | 2014-10-30 | 56 | 50 | 36 | - | - | Air conditioning systems | New installation and replacement | 4 | CO2 | Benchmarking approach | Survey | 3 | 1. CO2 emission factor for electricity consumed by project The value is selected from the options of default emission factor or calculated based on the determined formula, based on the source of electricity consumed by project (for grid electricity, use national values, for captive electricity, use 0.8 tCO2/MWh from CDM default value) 2. COP of the project air conditioning (air conditioning system specification) 3. COP of reference air conditioning (air conditioning system specification) | 1 | Power consumption of each project air conditioning system | ID006 | ID_PM013 | Installation of Inverter-Type Air Conditioning System for Cooling for Grocery Store Version 2.0 | myclimate Japan Co., Ltd. | 2015-10-07 | Substantive revision proposals | 1. PM: D. Eligibility criteria 2. PMS: Measurement methods and procedures | 1. Criterion 4: in the case of replacement of system, plan for not releasing refrigerant used for the existing system is not released to the air is required. 2. Methodology only allows manual monitoring system. Measuring equipment is installed in each air conditioning system. | 1. Criterion 4: in the case of replacement of system, plan for not releasing refrigerant used for the existing system is not released to the air is required, e.g. re-use of the refrigerant. Execution of the prevention plan is confirmed at the time of verification. 2. Added new option of automated monitoring system. Measured data is automatically transmitted through internet to the remote server for recording. | 2015/10/09 - 2015/10/23 | - | 2015-11-10
ID_AM005 | Installation of LED Lighting for Grocery Store | Ver2.0 | Indonesia | 3. Energy demand | Energy efficiency | Commercial & household | ID_PM004 | myclimate Japan Co., Ltd. | 2014-09-04 | 2014-09-10 | 2014-09-24 | - | Electronic decision | 2015-05-14 | 252 | 246 | 232 | - | - | LED lighting | New installation and replacement | 4 | CO2 | Benchmarking approach | Survey | 4 | 1. CO2 emission factor for electricity consumed by project The value is selected from the options of default emission factor or calculated based on the determined formula, based on the source of electricity consumed by project (for grid electricity, use national values, for captive electricity, use 0.8 tCO2/MWh from CDM default value) 3. Luminous efficiency of project lighting (specification) 4. Luminous efficiency of reference lighting (specification) | 1 | Total power consumption of project lighting | ID006 | ID_PM014 | Installation of LED Lighting for Grocery Store Version 2.0 | myclimate Japan Co., Ltd. | 2015-10-07 | Substantive revision proposals | PMS: Measurement methods and procedures | Methodology only allows manual monitoring system. Measuring equipment is installed in distributing system connecting to LED lighting. | Added new option of automated monitoring system. Measured data is automatically transmitted through internet to the remote server for recording. | 2015/10/09 - 2015/10/23 | - | 2015-11-10
ID_AM006 | GHG emission reductions through optimization of refinery plant operation in Indonesia | Ver2.1 | Indonesia | 3. Energy demand | Energy efficiency | Factory | ID_PM006 | Yokogawa Electric Corporation | 2014-10-08 | 2014-10-16 | 2014-10-30 | - | JC Meeting | 2015-05-18 | 222 | 214 | 200 | - | - | Distributed Control System (DCS) | New installation | 4 | CO2 | Historical situation or performance | Own record | 16 | 1. Specific emission factor a (GJ/mass or volume unit, obtained by regression analysis) 2. y-intercept b for calculation(constant, obtained by regression analysis) 3. Specific emission factor c (GJ/mass or volume unit, obtained by regression analysis) 4. y-intercept d for calculation(constant, obtained by regression analysis) 5. Specific energy consumption per hydrogen production (GJ/Nm3, obtained by regression analysis) 6. y-intercept f for calculation (constant, obtained by regression analysis) 7. Specific hydrogen consumption per fresh feed input (Nm3/mass or volume unit, obtained by regression analysis) 8. y-intercept h for calculation (constant, obtained by regression analysis) 9. Net calorific value of natural gas (GJ/mass or volume unit, default value from supplier, measurement, national default value, or IPCC) 10. Net calorific value of diesel (GJ/mass or volume unit, default value from supplier, measurement, national default value, or IPCC) 11. Net calorific value of residual oil (GJ/mass or volume unit, default value from supplier, measurement, national default value, or IPCC) 12. Net calorific value of any other fuel used (GJ/mass or volume unit, default value from supplier, measurement, national default value, or IPCC) 13. Emission factor of natural gas (tCO2/GJ, default value from supplier, measurement, national default value, or IPCC) 14. Emission factor of diesel (tCO2/GJ, default value from supplier, measurement, national default value, or IPCC) 15. Emission factor of residual oil (tCO2/GJ, default value from supplier, measurement, national default value, or IPCC) 16. Emission factor of any other fuel used (tCO2/GJ, default value from supplier, measurement, national default value, or IPCC) | 16 | 1. Feed input to HCU (hydro cracking unit) reactor 2. Consumption of natural gas in HCU reactor heater 3. Consumption of diesel oil in HCU reactor heater 4. Consumption of HFO (heavy fuel oil) in HCU reactor heater 5. Consumption of other fuel i in HCU reactor heater 6. Feed input to HCU debutanizer 7. Consumption of natural gas in HCU debutanizer reboiler 8. Consumption of diesel oil in HCU debutanizer reboiler 9. Consumption of HFO in HCU debutanizer reboiler 10. Consumption of other fuel in HCU debutanizer reboiler 11. Consumption of natural gas in HPU (hydrogen production unit) 12. Consumption of diesel oil in HPU 13. Consumption of HFO in HPU 14. Consumption of other fuel in HPU 15. Hydrogen production in HPU 16. Hydrogen consumption in HCU | ID014 |  | GHG emission reductions through optimization of refinery plant operation in Indonesia, version 2.0 | Yokogawa Electric Corporation | 2017-02-06 | Substantive revision proposals | F.2. Calculation of reference emissions | C. Project emissions to calculate emission reduction in HPU as a result of reduction in hydrogen demand in HCU (PEHPU1,p) Parameter EFHPU,p = Weighted average CO2 emission factor of fossil fuel consumed in HPU during the historical three-year period, obtained by the equation in step C1-2. [tCO2/GJ] | C. Project emissions to calculate emission reduction in HPU as a result of reduction in hydrogen demand in HCU (PEHPU1,p) Parameter EFHPU,p = Weighted average CO2 emission factor of fossil fuel consumed in HPU during the period p. [tCO2/GJ] | 2017/05/13 - 2017/05/27 | - | 2017-12-04 |  |  |  | - | Substantive revision proposals | 1. Monitoring parameters 2. Correct equations | 1. Quantity of feed input (or production volume) to the process unit, fuel consumption, and hydrogen production at HPU, hydrogen consumption at HCU 2. See the revised document on the website as equations have been changed a lot | 1. Quantity of feed input (or production volume) to the process unit, fuel consumption, hydrogen production at HPU, hydrogen consumption at HCU, and number of day(s) recorded for feed input, hydrogen production and hydrogen consumption. 2. See the revised document on the website as equations have been changed a lot | - | - | 2019-05-09
ID_AM007 | GHG emission reductions through optimization of boiler operation in Indonesia | Ver1.1 | Indonesia | 3. Energy demand | Energy efficiency | Factory | ID_PM007 | Azbil Corporation | 2014-10-08 | 2014-10-16 | 2014-10-30 | - | JC Meeting | 2015-05-18 | 222 | 214 | 200 | - | - | Utility Facility Operation Optimization Technology | New installation and replacement | 4 | CO2 | Historical situation or performance | Own record | 12 | 1. Specific emission factor (tCO2/tonnes steam, obtained by regression analysis) 2. y-intercept b for calculation (constant, obtained by regression analysis) 3. Net calorific value of coal (GJ/mass or volume unit, default value from supplier, measurement, national default value, or IPCC) 4. Net calorific value of HFO (GJ/mass or volume unit, default value from supplier, measurement, national default value, or IPCC) 5. Net calorific value of diesel (GJ/mass or volume unit, default value from supplier, measurement, national default value, or IPCC) 6. Net calorific value of LPG (GJ/mass or volume unit, default value from supplier, measurement, national default value, or IPCC) 7. Net calorific value of natural gas (GJ/mass or volume unit, default value from supplier, measurement, national default value, or IPCC) 8. CO2 emission factor of coal CO2 emission factor of coal (tCO2/GJ, default value from supplier, measurement, national default value, or IPCC) 9. CO2 emission factor of HFO CO2 emission factor of HFO (tCO2/GJ, default value from supplier, measurement, national default value, or IPCC) 10. CO2 emission factor of diesel CO2 emission factor of diesel (tCO2/GJ, default value from supplier, measurement, national default value, or IPCC) 11. CO2 emission factor of LPG CO2 emission factor of LPG (tCO2/GJ, default value from supplier, measurement, national default value, or IPCC) 12. CO2 emission factor of natural gas CO2 emission factor of natural gas (tCO2/GJ, default value from supplier, measurement, national default value, or IPCC) | 6 | 1. Consumption of coal by the boiler 2. Consumption of HFO (heavy fuel oil) by the boiler 3. Consumption of diesel by the boiler 4. Consumption of LPG (liquid petroleum gas) by the boiler 5. Consumption of by the boiler natural gas 6. Process steam generation on hour h | ID012 |  |  |  |  | Substantive revision proposals | 1. C. Summary of the methodology 2. E. Emission Sources and GHG types 3. F.1. Establishment of reference emissions | 1. Energy consumption and steam generation in boilers 2. Emission from fossil fuel consumption for boilers 3. - | 1. Energy consumption and steam generation in boilers; and number of hour(s) recorded for steam generation 2. Emissions from fossil fuel consumption by boilers 3. Added two parameters (STp: Process steam generation during the period p, Hp: number of hour(s) h recorded for steam generation during the period p) to equation, reflecting the added monitoring parameter | 2014/19/16 - 2014/10/30 |  | 2015-05-18
ID_AM008 | Installation of a separate type fridge-freezer showcase by using natural refrigerant for grocery store to reduce air conditioning load inside the store | Ver2.0 | Indonesia | 3. Energy demand | Energy efficiency | Commercial & household | ID_PM008 | myclimate Japan Co., Ltd. | 2015-04-30 | 2015-05-01 | 2015-05-15 | - | JC Meeting | 2015-05-18 | 18 | 17 | 3 | - | - | Fridge and freezer showcase | New installation and replacement | 3 | CO2 | Benchmarking approach | Survey | 5 | 1. Energy efficiency of the volume of the project fridge showcase (L/W, specification) 2. Energy efficiency of the volume of the reference fridge showcase (L/W, default values) 3. Energy efficiency of the cooling capacity of the project fridge showcase (W/W, specification) 4. CO2 emission factor for electricity consumed by project The value is selected from the options of default emission factor or calculated based on the determined formula, based on the source of electricity consumed by project (for grid electricity, use national values, for captive electricity, use 0.8 tCO2/MWh from CDM default value) 5. COP of the reference air conditioning system (default value of 2.85, 2.96, 3.59, or 4.00, according to kW capacity) | 1 | Electricity consumption of the project fridge showcase | ID006 | ID_PM015 | Installation of a separate type fridge-freezer showcase by using natural refrigerant for grocery store to reduce air conditioning load inside the store, version 2.0 | myclimate Japan Co., Ltd. | 2015-10-07 | Substantive revision proposals | 1. PM: D. Eligibility criteria 2. PMS: Measurement methods and procedures | 1. Criterion 3: in the case of replacement of system, plan for not releasing refrigerant used for the existing system is not released to the air is required. 2. Methodology only allows manual monitoring system. Measuring equipment is installed in each fridge showcase. 3. No requirement for calibration. | 1. Criteria 3: in the case of replacement of system, plan for not releasing refrigerant used for the existing system is not released to the air is required, e.g. re-use of the refrigerant. Execution of the prevention plan is confirmed at the time of verification. 2. Added new option of automated monitoring system. Measured data is automatically transmitted through internet to the remote server for recording. 3. In case a calibration certificate issued by an entity accredited under national/international standards is not provided, such measuring equipment is required to be calibrated. | 2015/10/09 - 2015/10/23 | - | 2015-11-10
ID_AM009 | Replacement of conventional burners with regenerative burners for aluminum holding furnaces | Ver3.0 | Indonesia | 3. Energy demand | Energy Efficiency | Factory | ID_PM009 | Toyotsu Machinery Corporation; Mizuho Information & Research Institute, Inc. | 2015-04-30 | 2015-05-01 | 2015-05-15 | - | Electronic decision | 2015-08-06 | 98 | 97 | 83 | - | - | Regenerative burners | Replacement | 4 | CO2 | Benchmarking approach | - National standard (Japan) - International standard (IPCC, etc.) - Survey | 7 | 1. CO2 emission factor of natural gas (tCO2/GJ, country specific data or IPCC) 2. Energy efficiency of the reference burner of the project furnace (constant, calculated by formula in the methodology) 3. Energy efficiency of the project burner of the project furnace (constant, calculated by formula in the methodology) 4. Air ratio for the project burner (constant, manual of the project burner) 5. Air ratio for the reference burner (same constant as the air ratio for project burner) 6. Total maximum rated capacity of auxiliary equipments of the project furnace (specification) 7. CO2 emission factor for electricity consumed by project The value is selected from the options of default emission factor or calculated based on the determined formula, based on the source of electricity consumed by project (for grid electricity, use national values, for captive electricity, use 0.8 tCO2/MWh from CDM default value) | 2 | 1. Consumption of natural gas by the project furnace 2. The number of operating days |  | ID_PM017 | Replacement of conventional burners with regenerative burners for aluminum holding furnaces | Toyotsu Machinery Corporation, Mizuho Information & Research Institute, Inc. | 2016-04-08 | Substantive revision proposals | PM: Data and parameters fixed ex ante: 1) Energy efficiency of the reference burner of the project furnace 2) Air ratio for the reference burner 3) Source of data for air ratio for the project burner | 1) Default value for is set as 0.682. 2) Not available 3) In explanatory note 2. | 1) Calculated using the equation in explanatory note, using operational value of air ratio recommended by in the manual of project burner 2) The same value as air ratio for project burner (recommended value in its manual) is applied 3) The recommended value in the project burner manual. | 2016/04/14 - 2016/04/28 | - | 2017-02-10 |  |  |  | 2018-06-29 | Substantive revision proposals | PMS: Requirement for calibration of flow meter | Calibrated according to JIS B 8572-4, OIML R 117-1, or by manufacturer's specification | Calibrated according to JIS B 7556 or the manufacturer's recommendation, |  | - | 2018-10-24
ID_AM010 | Introducing double-bundle modular electric heat pumps to a new building | Ver1.0 | Indonesia | 3. Energy demand | Energy efficiency | Commercial & household | ID_PM010 | Toyota Tsusho Corporation | 2015-04-30 | 2015-05-01 | 2015-05-15 | - | Electronic decision | 2015-08-06 | 98 | 97 | 83 | - | - | Heat pump, Double bundle-type heat pump | New installation | 4 | CO2 | Voluntary or national standards and targets | - National standard (Indonesia) - International standard (CDM) | 7 | 1. Efficiency of the reference equipment for heating energy generation (0.9, CDM) 2. Efficiency of the reference equipment for cooling energy generation (3.7, Indonesian National Standard) 3. CO2 emission factor for the oil consumed by the reference equipment for heating energy generation (tCO2/GJ, default value from supplier, measurement, national default value, or IPCC) 4. Specific heat capacity of water (4.186 MJ/tonne degree Celsius) 5. Density of water (1 tonne/m3) 6. CO2 emission factor for electricity consumed by project The value is selected from the options of default emission factor or calculated based on the determined formula, based on the source of electricity consumed by project (for grid electricity, use national values, for captive electricity, use 0.8 tCO2/MWh from CDM default value) 7. CO2 emission factor for the oil consumed by the project (tCO2/kL, default value from supplier, measurement, national default value, or IPCC) | 7 | 1. Quantity of heating energy utilized by the project building 2. Quantity of cooling energy utilized by the project building 3. Oil consumed by the project 4. Electricity consumed by the modular heat pump 5. Electricity consumed by auxiliary electric equipment of the modular heat pump 6. Electricity consumed by other chilled water generating equipment 7. Electricity consumed by auxiliary electric equipment of the other chilled water generating equipment | ID008
ID_AM011 | Installation of energy saving air jet loom at textile factory | Ver1.0 | Indonesia | 3. Energy demand | Energy efficiency | Factory | ID_PM018 | Toray Industries Inc. | 2016-05-10 | 2016-05-13 | 2016-05-27 | - | JC Meeting | 2017-02-10 | 276 | 273 | 259 | - | - | Air let loom | Replacement | 2 | CO2 | - Benchmarking approach - Historical situation or performance | - Own record - Experimental data | 4 | 1. Specific electricity consumption of the air compressors at the project factory (kWh/Nm3, manufacturer) 2. Specific air consumption of the project air jet loom at the project factory (Nm3/m, manufacturer) 3. Reduction rate of specific air consumption of the project air jet loom at the project factory (%, measurement) 4. CO2 emission factor for electricity consumed by project The value is selected from the options of default emission factor or calculated based on the determined formula, based on the source of electricity consumed by project (for grid electricity, use national values, for captive electricity, use 0.8 tCO2/MWh from CDM default value) | 1 | Amount of fabric woven in the project (m/p)
ID_AM012 | Reduction of Energy Consumption by Introducing an Energy-Efficient Old Corrugated Carton Processing System into a Cardboard Factory | Ver1.0 | Indonesia | 3. Energy demand; 4. Manufacturing industries | Energy efficiency | Factory | ID_PM016 | Nomura Research Institute, Ltd. | 2016-03-30 | 2016-04-12 | 2016-04-26 | - | JC Meeting | 2017-02-10 | 317 | 304 | 290 | - | - | Old corrugated carton processing system | New installation and replacement | 4 | CO2 | Historical situation or performance | Own record | 2 | 1. Reference specific electricity consumption of the OCC line (MWh/ton, daily measurement) 2. CO2 emission factor for electricity consumed by project The value is selected from the options of default emission factor or calculated based on the determined formula, based on the source of electricity consumed by project (for grid electricity, use national values, for captive electricity, use 0.8 tCO2/MWh from CDM default value) | 2 | 1. Paper production measured at the PM line connected to the project OCC line 2. Electricity consumption of the project OCC line | ID011
ID_AM013 | Installation of Solar PV System | Ver1.0 | Indonesia | 1. Energy industries (renewable-/non-renewable sources) | Renewable energy | Solar photovoltaic (PV) | ID_PM020 | Institute for Global Environmental Strategies | 2017-02-15 | 2017-10-20 | 2017-11-03 | - | JC Meeting | 2017-12-04 | 292 | 45 | 31 | - | - | Solar photovoltaic (PV) system | New installation | 3 | CO2 | Benchmarking approach | Country data | 1 | Reference CO2 emission factor for the project solar PV system. The value is selected from the options of default values, based on the connectivity to the national/regional grid, captive diesel power generator, and/or captive gas power generator in the following manner: - In the case where project solar PV system(s) is only connected to the national/regional grid (PV Case 1), default value is selected from the list based on the national/regional grid (tCO2/MWh) '- In the case where project solar PV system(s) is connected to an internal grid which is connected to both the national/regional grid and a captive power generator (PV Case 2), default value is selected from the list based on the national/regional grid (tCO2/MWh) - In the case where project solar PV system(s) is connected to a captive power generator and not connected to the national/regional grid, default value is 0.533 tCO2/MWh | 1 | Quantity of the electricity generated by the project solar PV system(s). | ID017, ID018
ID_AM014 | Installation of Tribrid Systems to mobile communication’s Base Transceiver Stations | Ver1.0 | Indonesia | 1. Energy industries (renewable-/non-renewable sources) | Energy efficiency | Base Tranceiver Stations (BTS) | ID_PM021 | KDDI corporation | 2017-08-24 | 2017-10-20 | 2017-11-03 | - | JC Meeting | 2017-12-04 | 102 | 45 | 31 | - | - | Solar photovoltaic (PV) system, Tribrid system, Batteries | New installation and replacement | 5 | CO2 | Historical situation or performance | Own record | 5 | 1. Design efficiency of diesel generator operated at the project BTS at the time of validation at 25% load to be installed at BTSi (L/h) 2. Grid CO2 emission factor (tCO2/MWh) 3. Weighted average density of diesel (kg/L) 4. Net calorific value of diesel (TJ/Gg) 5. Diesel CO2 emission factor (kgCO2/TJ) | 6 | 1. The amount of grid electricity consumed at BTS 2. The quantity of diesel consumed at BTS 3. The amount of electricity generated by the project diesel generator at BTS 4. The amount of electricity generated by the project solar PV systems at BTS 5. Hours for which electricity is available from grid at BTS 6. Hours of operation of BTS | ID016
ID_AM015 | Energy Saving by Introduction of High Efficiency Once-through Boiler | Ver1.0 | Indonesia | 3. Energy demand | Energy efficiency | Commercial & household, Factory | ID_PM022 | Nippon Koei Co., Ltd. | 2018-03-22 | 2018-04-03 | 2018-04-17 | - | JC Meeting | 2018-07-10 | 110 | 98 | 84 | - | - | Boiler | New installation and replacement | 3 | CO2 | Benchmarking approach | Survey | 7 | 1. Net calorific value of fuel (IPCC default value) 2. CO2 emission factor of fuel (IPCC default value) 3. CO2 emission factor of fuel used by the reference boiler (IPCC default value) 4. Efficiency of project boiler (%) 5. Efficiency of reference boiler (default value: 85%) 6. Blow flow rate setting of the project boiler (%) 7. Blow flow rate setting of reference boiler (%) | 1 | Amount of fuel consumption | ID022, ID021
ID_AM016 | Installation of gas engine cogeneration system to supply electricity and heat to facility | Ver1.0 | Indonesia | 1. Energy industries (renewable-/non-renewable sources) | Energy efficiency | Non-biomass | ID_PM023 | Institute for Global Environmental Strategies | 2018-03-01 | 2018-04-03 | 2018-04-17 | - | JC Meeting | 2018-07-10 | 131 | 98 | 84 | - | - | Co-generation system | New installation and replacement | 2 | CO2 | Benchmarking approach | Survey | 6 | 1. Reference boiler efficiency (default value: 89.0%) 2. Net calorific value of gas fuel consumed by the CGS (MJ/Nm3) 3. CO2 emission factor for consumed electricity in the facility (tCO2/MWh) 4. CO2 emission factor for fossil fuel consumed by the reference boiler in the facility (tCO2/GJ) 5. CO2 emission factor for gas fuel consumed by the CGS (tCO2/GJ) 6. Heat generative capacity of the existing steam boiler (kg/h) or hot water boiler (kW) | 5 | 1. Amount of electricity consumption by the facility(ies) which is generated by the CGS(s) 2. Amount of gas fuel consumption by the CGS(s) [Nm3/p] For option 1: 3. Amount of heat consumption by the facility(ies) which is generated by the CGS(s) [GJ/p] For option 2: 4. Amount of heat supply to the facility(ies) which is generated by the CGS(s) [GJ/p] 5. Number of days during the monitoring period | ID019
ID_AM017 | Installation of Solar PV System and Storage Battery System | Ver1.0 | Indonesia | 1. Energy industries (renewable-/non-renewable sources) | Renewable energy | Solar photovoltaic (PV) | ID_PM024 | Institute for Global Environmental Strategies | 2018-11-14 | 2018-06-23 | 2018-07-07 | - | Electronic decision | 2018-11-28 | 14 | 158 | 144 | - | - | Solar photovoltaic (PV) system, Storage battery | New installation | 4 | CO2 | Benchmarking approach | Survey | 2 | 1. Reference CO2 emission factor for the project system, which is obtained from a study of electricity systems in Indtonesia and heat efficiency of the world's leading diesel generator. 2. Loss ratio of charge and discharge on the project strage battery system. | 1 | 1. The quantity of the electricity generated by the project solar PV system(s) and charge and discharge amounts of the storage battery system(s) as necessary depending on the selected option for calculation of reference emissions
ID_AM018 | Installation of LED Street Lighting with Lighting Control System | Ver1.0 | Indonesia | 3. Energy demand | Energy efficiency | Public facility | ID_PM027 | Institute for Global Environmental Strategies | 2018-05-25 | 2018-11-21 | 2018-12-05 | - | Electronic decision | 2019-03-07 | 286 | 106 | 92 | - | - | LED Street Lighting with Dimming System | New installation and replacement | 1 | CO2 | Benchmarking approach | Survey | 3 | 1. Luminous efficiency of project street lighting for group (lm/W), prepared by manufacturer. 2. Luminous efficiency of reference street lighting for group, derived from the result of survey (lm/W, the default value: 115 lm/W when RPC 90W, 100 lm/W when RPC＞90W) 3. CO2 emission factor for consumed electricity. - When project street lighting consumes only grid electricity or captive electricity (0.8 [tCO2/MWh], CDM), the project participant applies the CO2 emission factor respectively. - When project street lighting may consume both grid electricity and captive electricity (0.8 [tCO2/MWh], CDM), the project participant applies the CO2 emission factor with a lower value. | 1 | 1. Electricity consumption of project street lighting
ID_AM019 | Electricity generation by installation of run-of-river hydro power generation system(s) in Indonesia | Ver1.0 | Indonesia | 1. Energy industries (renewable-/non-renewable sources) | Renewable energy | Hydro power | ID_PM028 | Institute for Global Environmental Strategies | 2019-03-11 | 2019-03-25 | 2019-04-08 | - | Electronic decision | 2019-05-09 | 59 | 45 | 31 | - | - | Hydro generation unit | New installation | 1 | CO2 | Benchmarking approach | Survey | 1 | 1. Reference CO2 emission factor for the project hydro power generation system (the default value depends on grids). | 1 | 1. The quantity of the electricity generated by the project hydro power generation system(s).
ID_AM020 | Introduction of energy efficient and high color rendering LED downlight/spotlight | Ver1.0 | Indonesia | 3. Energy Demand | Energy efficiency | Commercial & household | ID_PM030 | FAST RETAILING CO., LTD. | 2019-08-20 | 2019-08-29 | 2019-09-12 | - | JC Meeting | 2019-10-31 | 72 | 63 | 49 | - | - | LED lighting | New installation and replacement | 1 | CO2 | Benchmarking approach | Survey | 4 | 1. CO2 emission factor for consumed electricity in the facility 2. Luminous efficiency of project lighting for each lighting group in each facility 3. Luminous efficiency of reference lighting for each lighting groupin each facility 4. Number of the unit of project lighting for each lighting group in each facility | 2 | 1. Rated power consumption per unit of project lighting for each lighting group in each facility 2. Daily opening hours of each facility
ID_AM021 | Electricity generation by rehabilitation of run-of-river hydro power generation system(s) in Indonesia | Ver1.0 | Indonesia | 1. Energy industries (renewable/non-renewable sources) | Renewable energy | Hydro power | ID_PM031 | Institute for Global Environmental Strategies | 2019-09-17 | 2019-09-20 | 2019-10-04 | - | JC Meeting | 2019-10-31 | 44 | 41 | 27 | - | - | Hydropower plant, Hydro generation unit | Replacement | 1 | CO2 | Benchmarking approach | Survey, Country data | 3 | 1. Maximum output of reference hydro power generation system 2. Maximum output of project hydro power generation system 3. Reference CO2 emission factor for the project hydro power generation system | 1 | Quantity of the net electricity generated by the project hydro power generation system during the monitoring periond
ID_AM022 | Introduction of Absorption Chiller | Ver1.0 | Indonesia | 3. Energy demand | Energy efficiency | Factory | ID_PM032 | Tokyo Century Corporation | 2019-10-03 | 2019-10-11 | 2019-10-25 | - | JC Meeting | 2019-10-31 | 28 | 20 | 6 | - | - | Chiller | New installation and replacement | 4 | CO2 | Benchmarking approach | Survey, Country data | 5 | 1. CO2 emission factor for consumed electricity 2. COP of reference chiller 3. Net calorific value of gas fuel consumed by project absorption chiller 4. CO2 emission factor for gas fuel consumed by project absorption chiller 5. Electric power of the project absorption chiller | 3 | 1. Cooling energy generated by project absorption chiller during the monitoring period 2. Electricity consumption by project absorption chiller during the monitoring period 3. Gas fuel consumption by project absorption chiller during the monitoring period
ID_AM023 | Installation of gas engine cogeneration system with absorption chiller to supply electricity, heating energy and cooling energy | Ver1.0 | Indonesia | 1. Energy industries (renewable – / non-renewable sources); 3. Energy demand | Energy efficiency | Factory | ID_PM033 | DENSO CORPORATION | 2020-03-20 | 2020-05-12 | 2020-05-26 | - | Electronic decision | 2020-09-17 | 181 | 128 | 114 | - | - | Co-generation system, Chiller | New installation | 3 | CO2 | Benchmarking approach | Survey, Country data | 15 | 1. Reference boiler efficiency (%) 2. Net Calorific value of gas fuel consumed by the CGS (GJ/mass or volume) 3. CO2 emission factor for gas fuel consumed by the CGS (tCO2/GJ) 4. CO2 emission factor for consumed electricity in the recipient facility (tCO2/MWh) 5. Power generation efficiency of the captive power generation system connected to the recipient facility (%) 6. Net calorific value of the fuel consumed by the captive power generation system connected to the recipient facility (GJ/mass or volume) 7. Net calorific value of the fuel consumed by the captive power generation system connected to the recipient facility (GJ/mass or volume) 8. CO2 emission factor for the fuel consumed by the captive power generation system connected to the recipient facility (tCO2/MWh) 9. COP of reference chillier (dimensionless) 10. CO2 emission factor for consumed electricity by the project absorption chiller (tCO2/MWh) 11. Power generation efficiency of the captive power generation system connected to the project absorption chiller (%) 12. Net calorific value of the fuel consumed by the captive power generation system connected to the project absorption chiller (GJ/mass or volume) 13. CO2 emission factor for the fuel consumed by the captive power generation system connected to the project absorption chiller (tCO2/MWh) 14. Net calorific value of gas fuel consumed by the project absorption chiller (GJ/mass or volume) 15. CO2 emission factor for gas fuel consumed by the project absorption chiller (tCO2/GJ) | 10 | 1. Electricity consumption by the recipient facility which is generated by the CGS during the monitoring period 2. Heating energy consumption by the recipient facility which is generated by the CGS during the monitoring period 3. Cooling energy generated by the project absorption chiller during the monitoring period 4. Gas fuel consumption by the CGS during the monitoring period 5. Electricity consumption by project absorption chiller during the monitoring period 6. Gas fuel consumption by project absorption chiller during the monitoring period 7. Amount of electricity generated by the captive power generation system connected to the recipient facility during the monitoring period 8. Amount of electricity generated by the captive power generation system connected to the recipient facility during the monitoring period 9. Amount of fuel consumed by the captive power generation system connected to the absorption chiller during the monitoring period 10. Amount of electricity generated by the captive power generation system connected to the absorption chiller during the period
ID_AM024 | Replacement of diffuser with aerator in aeration pond | Ver1.0 | Indonesia | 3. Energy demand | Energy efficiency | Factory | ID_PM034 | Environmental Management and Technology Center (EMATEC) | 2020-04-03 | 2020-05-12 | 2020-05-26 | - | Electronic decision | 2020-09-17 | 167 | 128 | 114 | - | - | Aerator | Replacement | 2 | CO2 | Benchmarking approach | Survey | 5 | 1. CO2 emission factor for consumed electricity (tCO2/MWh) 2. Lowest daily discharge pressure of the reference blower i during the parameter monitoring period before the aerator installation (Pa(G)) 3. Highest daily discharge pressure of the project blower i during the parameter monitoring period after completion of aerator installation (Pa(G)) 4. Ratio of discharge pressure change at the blower i 5. Ratio of RPM change at the blower i | 10 | 1. Electricity consumption of the project blower i during the monitoring period (kWh/perid) 2. Operating time of the project blower i during the monitoring period 3. Stop time of the project blower i during intermittent operation during the monitoring period 4. Average daily discharge pressure of the project blower i during the monitoring period 5. Average RPM of the project blower i during the monitoring period 6. Operating time of the reference blower i during the monitoring period 7. Estimated shaft power of the reference blower i during the monitoring period (kW) 8. Estimated shaft power of the project blower i during the monitoring period (kW) 9. Calculated daily discharge pressure of the reference blower i during the monitoring period 10. Calculated RPM of the reference blower i during the monitoring period
ID_AM025 | Installation of all-electric injection molding machine with power regeneration | Ver1.0 | Indonesia | 3. Energy demand | Energy efficiency | Factory | ID_PM035 | Tokyo Century Corporation | 2020-08-26 | 2020-09-03 | 2020-09-17 | - | Electronic decision | 2020-12-23 | 119 | 111 | 97 | - | - | All-electric injection modeling machine | New installation | 2 | CO2 | Benchmarking approach | Own record | 2 | 1. CO2 emission factor for consumed electricity (tCO2/MWh) 2. Reduction ratio of specific electricity consumption of the project injection molding machine to the reference injection molding machine (the default value is 0.532) | 1 | 1. Electricity consumption of the project injection molding machine i during the monitoring period
ID_AM026 | Introduction of CNG-Diesel Hybrid Equipment to Public Buses | Ver1.0 | Indonesia | 7. Transport | Transportation | Others | ID_PM036 | Hokusan Co., Ltd. | 2020-08-31 | 2020-09-14 | 2020-09-28 | - | Electronic decision | 2020-12-23 | 114 | 100 | 86 | - | - | CNG-Diesel Hybrid Equipment to public buses | New installation | 1 | CO2 | Benchmarking approach | Survey | 5 | 1. Net calorific value of CNG 2. Net calorific value of diesel fuel 3. CO2 emission factor of CNG 4. CO2 emission factor of diesel fuel 5. Fuel efficiency of reference bus i | 5 | 1. CNG consumption by project bus i during the monitoring period 2. Diesel fuel consumption by project bus i during the monitoring period 3. Fuel efficiency of project bus i during the monitoring period 4. Total drive distance of project bus i during the monitoring period 5. Hypothetical total diesel fuel consumption by project bus i during the monitoring period
ID_AM027 | Electricity generation by a biomass power plant | Ver1.0 | Indonesia | 1. Energy industries (renewable / non-renewable sources) | Renewable energy | Biomass power | ID_PM037 | AURA Green Energy CO., Ltd | 2020-12-23 | 2020-12-23 | 2021-01-06 | - | Electronic decision | 2021-02-17 | 56 | 56 | 42 | - | - | Biomass power plant | New installation | 3 | CO2 | Benchmarking approach | - Country data | 6 | 1. CO2 emission factor of national/regional and isolated grids and/or captive electricity 2. Net calorific value of fossil fuel i used for operating a biomass power plant 3. CO2 emission factor of fossil fuel i used for operating a biomass power plant 4. Net calorific value of fossil fuel j used for transportation activity of solid biomass fuels to a biomass power plant 5. CO2 emission factor of fossil fuel j used for transportation activity of solid biomass fuels to a biomass power plant 6. CO2 emission factor of vehicle type l | 5 | 1. Net quantity of electricity generated by a project biomass power plant during the period p 2. On-site consumption of fossil fuel i for operating a biomass power plant during the period p 3. Consumption of fossil fuel j by transportation during the period p 4. Round trip distance between collecting site k and a biomass power plant 5. Total mass of freight transported from collecting site k by vehicle type l during the period p
ID_AM028 | Energy saving by introducing waste hot water recovery system to autoclave in infusion manufacturing process line | Ver1.0 | Indonesia | 3. Energy demand | Energy efficiency | Factory | ID_PM038 | Otsuka Pharmaceutical Factory, Inc. | 2020-12-23 | 2020-12-23 | 2021-01-06 | - | Electronic decision | 2021-02-17 | 56 | 56 | 42 | - | - | Infusion manufacturing process line (IMP line), Waste hot water recovery system, recovery pump | New installation | 1 | CO2 | Benchmarking approach | Survey | 13 | 1. CO2 emission factor of consumed electricity 2. CO2 emission factor for fuel consumed by the boiler k 3. Net calorific value of fuel consumed by the boiler k 4. Temperature difference between the temperature specified in the GMP guideline and the temperature of recovered hot water flowing into the heat exchanger in the project IMP line i 5. Temperature difference between the temperature specified in the GMP guideline and the temperature of pure water flowing into the heat exchanger in the first batch after drainage 6. Specific gravity of pure water 7. Specific heat of water under the project condition 8. Water quantity per a batch process of autoclave in the project IMP line i 9. Rated power consumption of the project recovery pump j in the project IMP line i 10. Operating hours per a batch process of the project recovery pump j in the project IMP line i 11. Power generation efficiency of the captive power generation system 12. Net calorific value of the fuel consumed by the captive power generation system 13. CO2 emission factor for the fuel consumed by the captive power generation system | 8 | 1. Total number of batch processes implemented in the project IMP line i during the period p 2. Total number of hot water drainage from the project IMP line i during the period p 3. Total quantity of steam supplied to the heat exchanger in the project IMP line i during the period p 4. Fuel consumption by the boiler k during the period p 5. Total quantity of steam generated by the boiler k during the period p 6. Electricity consumption by the project recovery pump j in the project IMP line i during the period p 7. Amount of fuel consumed by the captive power generation system during the period p 8. Amount of electricity generated by the captive power generation system during the period p
KE_AM001 | Electrification of communities using Micro hydropower generation | Ver1.0 | Kenya | 1. Energy industries (renewable-/non-renewable sources) | Renewable energy | Hydro power | KE_PM001 | NTT Data Institute of Management Consulting, Inc. | 2016-01-08 | 2016-01-19 | 2016-02-02 | - | JC Meeting | 2016-02-03 | 26 | 15 | 1 | - | - | Hydropower plant, Hydro generation unit | New installation | 3 | CO2 | Historical situation or performance | - National standard (Kenya) - International standard (CDM) | 4 | 1. CO2 emission factor of national electricity grid (0.5893 tCO2/MWh, Grid Emission Factor of Kenya), to be used for displacement of electricity in grid-accessible areas 2. CO2 emission factor of the diesel generation unit (1.0 tCO2/MWh, CDM)), to be used for displacement of electricity in grid-inaccessible areas, where electricity consumption of individual consumer is not monitored 3. CO2 emission factor of the lighting from kerosene lamps (6.8 tCO2/MWh, CDM), to be used for displacement of electricity in grid-inaccessible areas, where electricity consumption of individual consumer is monitored 4. CO2 emission factor of the diesel generation unit (1.0 tCO2/MWh, CDM), to be used for displacement of electricity in grid-inaccessible areas, where electricity consumption of individual consumer is monitored | 1 | Quantity of total electricity consumption by the consumers as a whole and/or each consumer
KE_AM002 | Installation of Solar PV System | Ver1.0 | Kenya | 1. Energy industries (renewable-/non-renewable sources) | Renewable energy | Solar photovoltaic (PV) | KE_PM002 | Pacific Consultants Co., Ltd. | 2017-02-03 | 2017-03-02 | 2017-03-16 | - | JC Meeting | 2017-03-23 | 48 | 21 | 7 | - | - | Solar photovoltaic (PV) system | New installation | 3 | CO2 | Benchmarking approach | Country data | 1 | Reference CO2 emission factor for the project solar PV system (0.533 tCO2/MWh, survey) | 1 | Quantity of the electricity generated by the project solar PV system(s).
KE_AM003 | Installation of Run-of-river Small Hydropower Generation Plant | Ver1.0 | Kenya | 1. Energy industries (renewable-/non-renewable sources) | Renewable energy | Hydro power | KE_PM003 | Pacific Consultants Co., Ltd. | 2017-02-15 | 2017-03-02 | 2017-03-16 | - | JC Meeting | 2017-03-27 | 40 | 25 | 11 | - | - | Hydropower plant, Hydro generation unit | New installation | 1 | CO2 | Benchmarking approach | Country data | 1 | Reference CO2 emission factor for the project solar PV system (0.533 tCO2/MWh, survey) | 1 | Quantity of electricity generated by project small hydropower plant.
KH_AM001 | Installation of LED street lighting system with wireless network control | Ver1.0 | Cambodia | 3. Energy demand | Energy efficiency | Public facility | KH_PM_001 | Minebea, Mitsubishi UFJ Morgan Stanley Securities | 2016-03-22 | 2016-04-05 | 2016-04-19 | 3 | JC Meeting | 2016-04-26 | 35 | 21 | 7 | - | - | LED lighting, LED Street Lighting with Dimming System | New installation and replacement | 3 | CO2 | Benchmarking approach | National standard (Japan) | 5 | 1. Identification number of lighting system 2. Rated power consumption of a lighting equipment used in the project lighting system (W, specification) 3. Luminaire efficiency of a lighting equipment used in the project lighting system (lm/W, specification) 4. Luminaire efficiency of the reference lighting system (lm/W, specification) 5. CO2 grid emission factor, for consumed electricity from grid generation (tCO2/MWh, national Grid Emission Factor of Cambodia) | 2 | 1. Total operating hours of project lighting system 2. Total amount of electricity consumed in the project lighting system
KH_AM002 | Installation of Solar PV System | Ver1.0 | Cambodia | 1. Energy industries (renewable-/non-renewable sources) | Renewable energy | Solar photovoltaic (PV) | KH_PM002 | Institute for Global Environmental Strategies | 2016-12-07 | 2016-12-17 | 2016-12-31 | - | Electronic decision | 2017-02-04 | 59 | 49 | 35 | - | - | Solar photovoltaic (PV) system | New installation and replacement | 3 | CO2 | Benchmarking approach | - Country data - International standard (OECD) - Survey | 1 | Reference CO2 emission factor for the project solar PV system. The value is selected from the options of default emission factor, based on the connectivity to the national grid and/or captive power generator in the following manner: - In the case where project solar PV systems is connected to the national grid or connected to both the national grid and captive power generator, default value is 0.353 tCO2/MWh - In the case where project solar PV systems is not connected to the national grid but connected to a captive power generator, default value is 0.533 tCO2/MWh | 2 | 1. Quantity of the electricity generated by the project solar PV system(s) 2. Category of the day monitored (business day or holiday) | KH001
KH_AM003 | Introduction of High Efficiency Centrifugal Chiller | Ver1.0 | Cambodia | 3. Energy demand | Energy efficiency | Factory | KH_PM003 | AEON MALL Co., Ltd. | 2018-11-14 | 2018-12-14 | 2018-12-28 | - | JC Meeting | 2020-02-21 | 464 | 434 | 420 | - | - | Chiller | New installation and replacement | 5 | CO2 | Benchmarking approach | Survey | 9 | 1. CO2 emission factor for consumed electricity 2. Power generation efficiency 3. CO2 emission factor of the fuel consumed by the captive power generation system 4. Net calorific value of fuel consumed by the caoptive power generation system 5. Output cooling water temperature of project chiller i set under the project specific condition 6. Output chilled water temperature of project chiller i set under the project specific condition 7. COP of reference chiller i under the standardizing temperature conditions 8. COP of project chiller i under the project specific conditions 9. COP of project chiller i calculated under the standardizing temperature conditions | 3 | 1. Power consumption of project chiller i during the period p 2. Amount of fuel input for captive power generation during monitoring period p 3. Amount of electricity generated by captive power generation system during the period p
KH_AM004 | Reducing deforestation and forest degradation through forest conservation in Cambodia | Ver1.0 | Cambodia | 14. Reducing Emissions from Deforestation and Forest Degradation, and the Role of Conservation, Sustainable Management of Forests and Enhancement of Forest Carbon Stocks in Developing Countries (REDD-plus) | LULUCF/REDD+ | Afforestation/Reforestation | KH_PM004 | Conservation International and Mitsui & Co., Ltd. | - | 2019-05-22 | 2019-06-05 | 1 | JC Meeting | 2020-02-21 | - | 275 | 261 | - | - | LULUCF/REDD+ | - | 4 | - | - | - | 37 | https://www.jcm.go.jp/kh-jp/methodologies/93 | 20 | https://www.jcm.go.jp/kh-jp/methodologies/93
KH_AM005 | Installation of inverters to distribution pumps in water treatment plant | Ver1.0 | Cambodia | 3. Energy demand | Energy efficiency | Public facility | KH_PM005 | Institute for Global Environmental Strategies | 2019-09-03 | 2019-10-08 | 2019-10-22 | - | JC Meeting | 2020-02-21 | 171 | 136 | 122 | - | - | Water Pump | New installation | 2 | CO2 | Benchmarking approach | Own record | 2 | 1. ECR of project pump i during the period p 2. CO2 emission factor for consumed electricity | 2 | 1. Electricity consumption by project pump during the period p 2. Operational load of project pump 3. ECR of reference pump I during the period p
LA_AM001 | Installation and operation of energy-efficient data center (DC) in the Lao PDR | Ver1.0 | Lao PDR | 3. Energy demand | Energy efficiency | Commercial & household | LA_PM001 | Toyota Tsusho Corporation Internet Initiative Japan Inc, Mitsubishi UFJ Morgan Stanley Securities Co., Ltd | 2016-07-27 | 2016-08-04 | 2016-08-18 | - | JC Meeting | 2016-10-14 | 79 | 71 | 57 | - | - | Data centre | New installation | 5 | CO2 | - Benchmarking approach - Voluntary standards and targets | Survey | 1 | CO2 emission factor for electricity consumed by project The value is selected from the options of default emission factor or calculated based on the determined formula, based on the source of electricity consumed by project (for grid electricity, use national values, for captive electricity, use 0.8 tCO2/MWh from CDM default value) | 2 | 1. Electricity consumption of project DC during the period p. 2. Sum of electricity consumption by IT equipment measured by electricity meter during the period p. | LA001
LA_AM002 | Installation of Solar PV System | Ver1.0 | Lao PDR | 1. Energy industries (renewable-/non-renewable sources) | Renewable energy | Solar photovoltaic (PV) | LA_PM002 | Institute for Global Environmental Strategies | 2018-06-25 | 2018-07-06 | 2018-07-20 | - | JC Meeting | 2018-08-10 | 46 | 35 | 21 | - | - | Solar photovoltaic (PV) system | New installation | 3 | CO2 | Benchmarking approach | Country data | 1 | Reference CO2 emission factor for the project solar PV system. The value is selected from the options of default values, based on the connectivity to the national/regional grid, captive diesel power generator, and/or captive gas power generator in the following manner: - In the case where project solar PV system(s) is only connected to the national grid (Lao Power Grid) (PV Case 1), default value is 0.319 tCO2/MWh. '- In the case where project solar PV system(s) is connected to both the national grid (Lao Power Grid) and a captive power generator (PV Case 2), default value is 0.319 tCO2/MWh. - In the case where project solar PV system(s) is only connected to a captive power generator and not connected to the national grid (Lao Power Grid) (PV Case 3), default value is 0.533 tCO2/MWh | 1 | The quantity of the electricity generated by the project solar PV system(s)
LA_AM003 | Installation of energy efficient transformers in a power distribution grid | Ver1.0 | Lao PDR | 3. Energy demand | Energy efficiency | Electricity distribution grid | LA_PM003 | Institute for Global Environmental Strategies | 2018-07-17 | 2018-07-25 | 2018-08-08 | - | JC Meeting | 2018-08-10 | 24 | 16 | 2 | - | - | Transformers, Electricity distribution grid | New installation and replacement | 2 | CO2 | - Benchmarking approach - National standards and targets | - National standard (Lao) - Survey | 5 | 1. No-load losses of the reference transformer, from the latest standard or from specification required by the power company 2. No-load losses of the project transformer for the power company, from manufacturer’s performance test or from specification required by the power company 3. Blackout rate, default value is set as 1.55%, data from power companies 4. Maximum allowable uncertainty for the no-load losses of the project transformer, from manufacturer’s performance test or 0.15 as specified in IEC 60076 5. CO2 emission factor of the grid, from the latest national data | 1 | Energizing time of the project transformer
MM_AM001 | Power generation and avoidance of landfill gas emissions through combustion of municipal | Ver1.0 | Myanmar | 1. Energy industries (renewable - / non-renewable sources); 13. Waste handling and disposal; | Waste management & biomass utilisation | Waste | MM_PM001 | JFE Engineering Corporation | 2018-03-12 | 2018-03-23 | 2018-04-06 | - | Electronic decision | 2018-06-25 | 105 | 94 | 80 | - | - | Incinerators, Bioler | New installation | 3 | CO2, N2O | Modeling | Own record | 19 | 1. Model correction factor to account for uncertainties (default value: 0.8) 2. Fraction of methane captured at a SWDS and flared, combusted or used in another manner that prevents the emissions of methane to the atmosphere (default value: 0) 3. Global Warming Potential of methane (default value: 25 tCO2e/tCH4) 4. Oxidation factor (default value: 0.1) 5. Fraction of methane in the SWDS gas (default value: 0.5) 6. Fraction of degradable organic carbon that decomposes under the specific conditions occurring in a SWDS (default value: 0.5) 7. Methane correction factor (default values according to location) 8. CO2 emission factor for consumed electricity from grid generation 9. Combustion efficiency of incinerator (default value: 100%) 10. Emission factor for N2O associated with incineration [tN2O/t waste] 11. Global Warming Potential of N2O (298 tCO2e/N2O) 12. Net calorific value of fuel [GJ/kL or m3] 13. CO2 emission factor of fuel [tCO2/GJ] Parameters with default values set for each waste type: 14. Fraction of degradable organic carbon in the waste 15. Decay rate 16. Fraction of the waste 17. Fraction of total carbon content 18. Fraction of fossil carbon in total carbon content of waste 19. Dry matter content of MSW [%] | 4 | 1. Quantity of MSW fed into incinerator (wet basis) 2. Quantity of electricity generated by the project facility 3. Quantity of electricity consumed by the project facility 4. Quantity of auxiliary fossil fuel consumed
MM_AM002 | Installation of Energy-efficient Refrigerators Using Natural Refrigerant at Cold Storage | Ver1.0 | Myanmar | 3. Energy demand | Energy efficiency | Factory | MM_PM002 | Ryobi Holdings Co., Ltd. | 2019-07-11 | 2019-09-13 | 2019-09-27 | - | Electronic decision | 2020-01-16 | 189 | 125 | 111 | - | - | Refrigerator | New installation | 4 | CO2 | Benchmarking approach | Survey | 6 | 1. CO2 emission factor for consumed electricity 2. COP of the reference refrigerator 3. COP of the project refrigerator 4. power generation efficiency 5. Net calorific value of consumed fuel 6. CO2 emission factor of consumed fuel | 3 | 1. Power consumption of the project regrigerator during the monitoring period 2. The amount of fuel input for power generation during monitoring period 3. the amount ofelectricity generated during the monitoring period
MM_AM003 | Energy Saving by Introduction of High Efficiency Once-through Boiler | Ver1.0 | Myanmar | 3. Energy demand | Energy efficiency | Factory | MM_PM003 | Nippon Koei Co., Ltd. | 2019-07-23 | 2019-09-13 | 2019-09-27 | - | Electronic decision | 2020-01-16 | 177 | 125 | 111 | - | - | Boiler | New installation | 2 | CO2 | Benchmarking approach | Survey | 5 | 1. Net calorific value of fuel used by the project boiler for the fuel type 2. CO2 emission factor of fuel used by the project boiler for the fuel type 3. CO2 emission factor of fuel used by the reference boiler 4. Efficiency of project boiler 5. Efficiency of reference boiler | 1 | The amount of fuel consumption of project boiler for the fuel type during the monitoring period
MM_AM004 | Installation of rice husk power plant in Ayeyarwady region | Ver1.0 | Myanmar | 1. Energy industries (renewable – / non-renewable sources) | Waste management & biomass utilisation | Factory | MM_PM004 | Fujita Corporation | 2019-08-26 | 2019-09-13 | 2019-09-27 | - | Electronic decision | 2020-01-16 | 143 | 125 | 111 | - | - | Biomass power plant | New installation | 2 | CO2 | Historical situation or performance | Survey | 2 | 1. CO2 emission factor for grid electricity 2. Total rated power consumption of the auxiliary equipment of the rice husk power plant | 3 | 1. Amount of electricity generated by the rice husk power plant during the monitoring period 2. Amount of electricity supplied by the rice husk power plant to the national grid during the monigoring period 3. Number of days during the monitoring period
MM_AM005 | Power Generation by Waste Heat Recovery in Cement Industry | Ver1.0 | Myanmar | 1. Energy industries (renewable – / non-renewable sources) | Energy efficiency | Factory | MM_PM005 | Institute for Global Environmental Strategies | 2020-01-20 | 2020-01-29 | 2020-02-12 | - | Electronic decision | 2020-04-20 | 91 | 82 | 68 | - | - | Waste heat recovery system | New installation | 3 | CO2 | Historical situation or performance | Own record | 5 | 1. CO2 emission factor for consumed electricity 2. The total maximum rated capacity of equipment of the WHR system which consumes electricity except for the capacity of equipment which use the electricity generated by itself directly 3. Power generation efficiency 4. Net calorific value of consumed fuel 5. CO2 emission factor of consumed fuel | 4 | 1. The quantity of the electricity supplied from the WHR system to the cement production facility during a given time period 2. The number of days during a given time period 3. The amount of fuel input for captive power generation during a given time period 4. The amount of electricity generated by captive power generation during a given time period
MN_AM001 | Installation of energy-saving transmission lines in the Mongolian Grid | Ver1.0 | Mongolia | 2. Energy distribution | Energy efficiency | Supply side | MN_PM001 | Hitachi, Ltd. | 2014-01-20 | 2014-02-04 | 2014-02-18 | 3 | JC Meeting | 2014-02-20 | 31 | 16 | 2 | - | - | Transmission line | New installation and replacement | 2 | CO2 | Voluntary or national standards and targets | - National standard (Mongolia) - International standard (IEC) | 2 | 1. Direct current resistance of transmission line L using currently used transmission conductors (Ω/km, default value of 0.0718, 0.0939, or 0.1158, according to the type of conductors, Mongolian national standard) 2. Direct current resistance of transmission line L using LL-ACSR/SA conductors at 20 deg. C (Ω/km, measured according to IEC 60468) | 3 | 1. Power sent from the point of origin/supply to the transmission line 2. Power received at the point of receipt of the transmission line 3. CO2 emission factor of the grid | MN005
MN_AM002 | Replacement and Installation of High Efficiency Heat Only Boiler (HOB) for Hot Water Supply Systems | Ver1.0 | Mongolia | 1. Energy industries (renewable-/non-renewable sources) | Energy efficiency | Factory | MN_PM002 | Suuri-Keikaku CO., LTD.; Climate Experts LTD. | 2014-11-10 | 2014-11-18 | 2014-12-02 | - | Electronic decision | 2015-01-28 | 79 | 71 | 57 | - | - | Boiler | New installation and replacement | 6 | CO2 | Benchmarking approach | Survey | 2 | 1. Rated power consumption of the project HOB (kW, boiler specification) 2. CO2 emission factor of the grid electricity consumed by the project HOB (tCO2/MWh, National Grid Emission Factor of Mongolia) | 2 | 1. Net heat quantity supplied by the project HOB (heat only boiler) 2. Total hours of the project HOB operation | MN001, MN002
MN_AM003 | Installation of Solar PV System | Ver2.0 | Mongolia | 1. Energy industries (renewable-/non-renewable sources) | Renewable energy | Solar photovoltaic (PV) | MN_AM003 | Institute for Global Environmental Strategies | 2016-09-07 | 2016-09-13 | 2016-09-27 | 1 | JC Meeting | 2016-09-29 | 22 | 16 | 2 | - | - | Solar photovoltaic (PV) system | New installation | 3 | CO2 | Benchmarking approach | Country data | 1 | Reference CO2 emission factor for the project solar PV system. The value is selected from the options of default emission factor, based on the connectivity to the national grid and/or captive diesel power generator. - In the case where project solar PV systems is connected to the national grid and not connected to captive power generator, default value is 0.797 tCO2/MWh - In case the PV system in a proposed project activity is connected to both the national grid and a captive power generator, defaul value is 0.533 tCO2/MWh - In the case where project solar PV systems is not connected to the national grid but connected only to a captive power generator, default value is 0.533 tCO2/MWh | 1 | Quantity of the electricity generated by the project solar PV system(s). | MN003, MN004 | MN_PM004 | Installation of Solar PV System | Institute for Global Environmental Strategies | 2016-12-14 | Substantive revision proposals | PMS: Measurement methods and procedures | The electricity meter is certified by an entity accredited under international/national standards. The electricity meter is replaced or tested for accuracy at an interval following the regulations in the country in which the electricity meter is commonly used or according to the manufacturer’s recommendation. The electricity meter is calibrated or replaced when it fails to pass the test. | The electricity meter is replaced or calibrated at an interval following the regulations in the country in which the electricity meter is commonly used or according to the manufacturer’s recommendation unless the electricity meter has obtained type approval, manufacturer’s specification, or certification issued by an entity accredited under international/national standards by the time of installation. | 2016/12/27 - 2017/01/10 | - | 2017-01-30
MV_AM001 | Displacement of Grid and Captive Genset Electricity by Solar PV System | Ver1.0 | Maldives | 1. Energy industries (renewable-/non-renewable sources) | Renewable energy | Solar photovoltaic (PV) | MV_PM001 | Pacific Consultants Co., Ltd. | 2014-03-06 | 2015-03-08 | 2015-03-22 | - | JC Meeting | 2015-03-25 | 384 | 17 | 3 | - | - | Solar photovoltaic (PV) system | New installation | 4 | CO2 | Benchmarking approach | Survey | 1 | Reference CO2 emission factor of grid and captive electricity (default value of 0.533 tCO2/MWh) | 1 | Quantity of the electricity generated by the project solar PV system | MV001
MV_AM002 | Installation of Energy Management System, Battery Energy Storage System (EMS-BESS) and Solar PV System | Ver1.0 | Maldives | 1. Energy industries (renewable/non-renewable sources) | Renewable energy | Solar photovoltaic (PV) | MV_PM002 | Nippon Koei Co., Ltd. | 2020-06-23 | 2020-07-09 | 2020-07-23 | - | Electronic Decision | 2020-10-29 | 128 | 112 | 98 | - | - | Solar photovoltaic (PV) system, Storage Battery | New installation | 6 | CO2 | Benchmarking approach | Country data | 1 | The reference CO2 emission factor of grid and captive electricity | 1 | Total quantity of the electricity generated by the project solar PV system I during the monitoring period
MX_AM001 | Installation of Solar PV System | Ver1.0 | Mexico | 1. Energy industries (renewable-/non-renewable sources) | Renewable energy | Solar photovoltaic (PV) | MX_PM001 | Institute for Global Environmental Strategies | 2017-08-28 | 2017-09-15 | 2017-09-29 | - | Electronic Decision | 2017-12-29 | 123 | 105 | 91 | - | - | Solar photovoltaic (PV) system | New installation | 3 | CO2 | Benchmarking approach | Country data | 1 | Reference CO2 emission factor for the project solar PV system. The value is selected from the options of default values, based on the connectivity to the national/regional grid, captive diesel power generator, and/or captive gas power generator in the following manner: - In the case where project solar PV system(s) is only connected to the national/regional grid (PV Case 1), default value is 0.434 tCO2/MWh. '- In the case where project solar PV system(s) is connected to an internal grid which is connected to both the national/regional grid and a captive power generator (PV Case 2), default value is 0.434 tCO2/MWh. - In the case where project solar PV system(s) is connected to a captive power generator and not connected to the national/regional grid (Case 3), default value is 0.533 tCO2/MWh. | 1 | Quantity of the electricity generated by the project solar PV system
PH_AM001 | Electricity generation by installation of run-of-river hydro power generation system(s) in the Philippines | Ver1.0 | Philippines | 1. Energy industries (renewable-/non-renewable sources) | Renewable energy | Hydro power | PH_PM001 | Institute for Global Environmental Strategies | 2019-11-07 | 2019-11-20 | 2019-12-04 | - | Electronic Decision | 2020-02-02 | 87 | 74 | 60 | - | - | Hydropower plant, Hydro generation unit | New installation | 1 | CO2 | Historical situation or performance | - National standard (the Philippines) - International standard (CDM) | 1 | Reference CO2 emission factor for the projet run-of-river hydro power generation system i | 1 | Qantity of electricity generated by project run-of-river hydropower generation system(s) during period p
PH_AM002 | Installation of Solar PV System | Ver1.0 | Philippines | 1. Energy industries (renewable-/non-renewable sources) | Renewable energy | Solar photovoltaic (PV) | PH_PM002 | Institute for Global Environmental Strategies | 2019-11-07 | 2019-11-20 | 2019-12-04 | - | Electronic Decision | 2020-02-02 | 87 | 74 | 60 | - | - | Solar photovoltaic (PV) system | New installation | 3 | CO2 | Benchmarking approach | Country data | 1 | Reference CO2 emission factor for the project solar PV system | 1 | Quantity of the electricity generated by the project solar PV system
PW_AM001 | Displacement of Grid and Captive Genset Electricity by a Small-scale Solar PV System | Ver1.0 | Palau | 1. Energy industries (renewable-/non-renewable sources) | Renewable energy | Solar photovoltaic (PV) | PW_PM001 | Pacific Consultants Co., Ltd. | 2015-01-21 | 2015-01-22 | 2015-02-05 | 3 | JC Meeting | 2015-02-20 | 30 | 29 | 15 | - | - | Solar photovoltaic (PV) system | New installation | 4 | CO2 | Benchmarking approach | Survey | 1 | Reference CO2 emission factor of grid and captive electricity (default value of 0.533 tCO2/MWh) | 1 | Quantity of the electricity generated by the project solar PV system | PW001, PW002, PW003
SA_AM001 | Introduction of High Efficiency Electrolyzer in Chlor-Alkali Processing Plant | Ver1.0 | Saudi Arabia | 3. Energy demand | Energy efficiency | Factory | SA_PM001 | Thyssenkrupp Uhde Chlorine Engineers (Japan) Ltd., Kanematsu Corporation | 2017-09-06 | 2017-09-18 | 2017-10-02 | - | Electronic decision | 2017-10-18 | 42 | 30 | 16 | - | - | Electrolyzer | New installation and replacement | 2 | CO2 | Benchmarking approach | Survey | 3 | 1. Specific electricity consumption of the reference electrolyzer (default value options are set as 2,045; 2,088; 2,131; 2,174; 2,217 kWh(DC)/t-NaOH, selected based on current density of project electrolyzer 2. Specific electricity consumption of the project electrolyzer (kWh (DC)/t-NaOH) 3. CO2 emissions factor of the electricity consumed (tCO2/MWh) If the project is connected to the national grid, national Grid Emission Factor of Saudi Arabia is applied; if the project is connected to captive generation, default value of 0.8 tCO2/MWh, CDM is applied) | 2 | 1. Electricity consumption of project electrolyzer 2. Amount of fuel consumed and/or the amount of electricity generated by captive power, where applicable
TH_AM001 | Installation of Solar PV System | Ver1.0 | Thailand | 1. Energy industries (renewable-/non-renewable sources) | Renewable energy | Solar photovoltaic (PV) | TH_PM001 | Pacific Consultants Co., Ltd. | 2016-07-21 | 2016-07-29 | 2016-08-12 | - | JC Meeting | 2016-08-23 | 33 | 25 | 11 | - | - | Solar photovoltaic (PV) system | New installation and replacement | 4 | CO2 | Benchmarking approach | Survey | 1 | Reference CO2 emission factor for the project solar PV system (default value is set as 0.319 tCO2/MWh) | 1 | Quantity of the electricity generated by the project solar PV system(s) | TH001
TH_AM002 | Energy Saving by Introduction of Multi-stage Oil-Free Air Compressor | Ver2.0 | Thailand | 3. Energy demand | Energy efficiency | Factory | TH_PM002 | Sony Corporate Services (Japan) Corporation | 2016-08-02 | 2016-08-06 | 2016-08-20 | - | JC Meeting | 2016-08-23 | 21 | 17 | 3 | - | - | Air compressor | New installation and replacement | 2 | CO2 | Benchmarking approach | Survey | 10 | 1. Reference CO2 emission factor for the project solar PV system (tCO2/MWh). If the project is connected to the national grid, national Grid Emission Factor of Thailand is applied. If the project is connected to captive generation, emission factor can be chosen from default value of 0.8 tCO2/MWh, CDM, calculated from power generation efficiency obtained from manufacturer's specification, or calculated from monitored data. 2. Specific performance (SP) of reference air compressor for each motor power (kW-min/m3, default values from survey) 3. Specific performance (SP) of project air compressor under the project specific conditions provided by manufacturer (kW-min/m3, specification) 4. The specific performance (SP) of the project air compressor calculated under the specific conditions (kW-min/m3, calculated using formula) 5. Discharge pressure of project air compressor under the project specific conditions 6. Suction temperature of project air compressor under the specific conditions 7. Number of compression stages of project air compressor 8. Power generation efficiency 9. Net calorific value of consumed fuel (GJ/mass or volume unit, default value from supplier, measurement, national default value, or IPCC) 10. CO2 emission factor of the consumed fuel (tCO2/GJ, national default value, or IPCC) | 3 | 1. Power consumption of project air compressor (MWh) 2. Amount of fuel input for power generation (mass or weight) 3. Amount of electricity generated (MWh) | TH004 | TH_PM006 | Energy Saving by Introduction of Multi-stage Oil-Free Air Compressor, Version 2.0 | Sony Corporate Services (Japan) Corporation | 2017-08-01 | Substantive revision proposals | PM: Data and parameters fixed ex ante: 1) Emission factor for captive electricity | 3 options: (a): 0.8 tCO2/MWH; the most recent value available from CDM approved methodology AMS-I.A (b): calculated from its power generation efficiency obtained from manufacturer’s specification (c): calculated from measured data of amount of fuel input for power generation and the amount of electricity generated | 2 options (previous option a is deleted): (a): calculated from its power generation efficiency obtained from manufacturer’s specification (b): calculated from measured data of amount of fuel input for power generation and the amount of electricity generated * Additional note: In case the captive electricity generation system meets all of the listed conditions, the value in a provided table may be applied. | 2017/08/05 - 2017/08/15 | - | 2017-08-21
TH_AM003 | Energy Saving by Introduction of High Efficiency Inverter Type Centrifugal Chiller | Ver1.0 | Thailand | 3. Energy demand | Energy efficiency | Factory | TH_PM003 | Sony Corporate Services (Japan) Corporation | 2016-08-05 | 2016-08-09 | 2016-08-23 | 3 | JC Meeting | 2017-08-21 | 381 | 377 | 363 | - | - | Chiller | New installation and replacement | 5 | CO2 | Benchmarking approach | - Survey - National standard (Japan) | 7 | 1. Reference CO2 emission factor for the project solar PV system (tCO2/MWh). - If the project is connected to the national grid, national Grid Emission Factor of Thailand is applied. - If the project is connected to captive generation, emission factor can be chosen from default value of 0.8 tCO2/MWh, CDM, calculated from power generation efficiency obtained from manufacturer's specification, or calculated from monitored data. 3. Output cooling water temperature of project chiller set under the project specific condition (Celsius, chiller specification) 4. Output chilled water temperature of project chiller set under the project specific condition (Celsius, chiller specification) 5. COP of reference chiller under the standardizing temperature conditions (default values of 5.59, 5.69, 5.85, or 6.06, according to chiller capacity) 6. COP of project chiller under the project specific conditions (chiller specification) 7. Rated capacity of captive power generator (kW, specification) | 2 | 1. Power consumption of project chiller 2. Amount of fuel consumed and/or the amount of electricity generated by captive power, where applicable. | TH003, TH004
TH_AM004 | Installation of energy saving air jet loom at textile factory | Ver1.0 | Thailand | 3. Energy demand | Energy efficiency | Factory | TH_PM004 | Toray Industries Inc. | 2017-08-01 | 2017-08-05 | 2017-08-19 | - | JC Meeting | 2017-08-21 | 20 | 16 | 2 | - | - | Air let loom | Replacement | 2 | CO2 | Benchmarking approach | Experimental data | 4 | 1. Specific electricity consumption of the air compressors at the project factory, (kWh/Nm3, manufacturer) 2. Specific air consumption of the project air jet loom at the project factory (Nm3/m, manufacturer) 3. Reduction rate of specific air consumption of the project air jet loom at the project factory (%, measurement) 4. Reference CO2 emission factor for the project solar PV system (tCO2/MWh) - If the project is connected to the national grid, national Grid Emission Factor of Thailand is applied. - If the project is connected to captive generation, emission factor can be chosen from default value of 0.8 tCO2/MWh, CDM, calculated from power generation efficiency obtained from manufacturer's specification, or calculated from monitored data. | 1 | Amount of fabric woven in the project | TH002
TH_AM005 | Energy Saving by Introduction of High Efficiency Non-Inverter Type Centrifugal Chiller | Ver2.0 | Thailand | 3. Energy demand | Energy efficiency | Commercial & household | TH_PM005 | Nippon Koei Co., Ltd | 2017-08-01 | 2017-08-05 | 2017-08-19 | - | JC Meeting | 2017-08-21 | 20 | 16 | 2 | - | - | Chiller | New installation and replacement | 5 | CO2 | Benchmarking approach | Survey | 5 | 1. Reference CO2 emission factor for the project solar PV system (tCO2/MWh) - If the project is connected to the national grid, national Grid Emission Factor of Thailand is applied. - If the project is connected to captive generation, emission factor can be chosen from default value of 0.8 tCO2/MWh, CDM, calculated from power generation efficiency obtained from manufacturer's specification, or calculated from monitored data. 2. COP of reference chiller under the standardizing temperature conditions (default values of 5.67, 5.81, or 6.05, according to chiller capacity) 3. COP of project chiller under the project specific conditions (chiller specification) 4. Output cooling water temperature of project chiller set under the project specific condition (Celsius, chiller specification) 5. Output chilled water temperature of project chiller set under the project specific condition (Celsius, chiller specification) | 2 | 1. Power consumption of project chiller 2. Amount of fuel consumed and/or the amount of electricity generated by captive power, where applicable | [6 empty] | I. Data and parameters fixed ex ante | 2 options of CO2 emission factor a. grid electricity b. captive electricity | New option (c) electricity directly supplied from small power producer (SPP) to the project site through its internal grid (e.g. industrial park) | 2018/08/22 - 2018/09/05 | - | 2019-01-14
TH_AM006 | Installation of Displacement Ventilation Air Conditioning Unit in the Cleanroom of Semiconductor Manufacturing Factory | Ver1.0 | Thailand | 3. Energy demand; 4. Manufacturing industries | Energy efficiency | Factory | TH_PM007 | Sony Semiconductor Manufacturing Corporation | 2017-08-01 | 2017-08-05 | 2017-08-19 | - | JC Meeting | 2017-08-21 | 20 | 16 | 2 | - | - | Displacement ventilation system | New installation | 4 | CO2 | - Benchmarking approach - Voluntary standards and targets | - Survey - National standard (US) - International standard (ISO) | 7 | 1. Airflow rate of reference mixing ventilation air conditioning unit(s) supplying air to cleanroom in the project factory (m3/s) 2. Airflow rate of project displacement ventilation air conditioning unit(s) supplying air to cleanroom in the project factory (m3/s) 3. Discharge pressure of reference mixing ventilation air conditioning unit(s) supplying air to cleanroom in the project factory (default value 1,200 Pa) 4. Discharge pressure of project displacement ventilation air conditioning unit(s) supplying air to cleanroom in the project factory (Pa) 5. Volume of the cleanroom in the project factory (m3) 6. Number of times of ventilation required for the cleanroom in the project factory (default value of 80 or 40, based on ISO and FED standard) 7. Reference CO2 emission factor for the project solar PV system (tCO2/MWh). - If the project is connected to the national grid, national Grid Emission Factor of Thailand is applied. - If the project is connected to captive generation, emission factor can be chosen from default value of 0.8 tCO2/MWh, CDM, calculated from power generation efficiency obtained from manufacturer's specification, or calculated from monitored data. | 2 | 1. Amount of power consumption by project displacement ventilation air conditioning unit 2. Amount of fuel consumption and the amount of electricity generated by captive power, where applicable | TH003
TH_AM007 | Power Generation by Waste Heat Recovery in Cement Industry | Ver1.0 | Thailand | 1. Energy industries (renewable-/non-renewable sources) | Energy efficiency | Factory | TH_PM008 | NTT DATA INSTITUTE OF MANAGEMENT CONSULTING, Inc. | 2017-12-14 | 2017-12-27 | 2018-01-10 | - | JC Meeting | 2018-04-20 | 127 | 114 | 100 | - | - | Power generation by waste heat recovery | New installation | 3 | CO2 | Historical situation or performance | Survey | 2 | 1. CO2 emission factor for consumed electricity from grid generation (national Grid Emission Factor of Thailand) 2. Total maximum rated capacity of equipments of the WHR system which consumes electricity except for the capacity of equipments which use the electricity generated by itself directly (MW, equipment specification) | 2 | 1. Quantity of the electricity supplied from the WHR system to the cement production facility 2. Number of days during a monitoring period
TH_AM008 | Introducing heat recovery heat pumps with natural refrigerants for the food manufacturing industries | Ver1.0 | Thailand | 3. Energy demand | Energy efficiency | Factory | TH_PM010 | Mitsubishi UFJ Morgan Stanley Securities Co., Ltd. | 2018-09-05 | 2018-09-29 | 2018-10-13 | - | Electronic decision | 2019-01-14 | 131 | 107 | 93 | - | - | Heat recovery electric heat pump | New installation | 2 | CO2 | Benchmarking approach | Survey | 7 | 1. Rated electricity consumption of the project HP (kW) 2. Rated heating capacity of the project HP (kW) 3. Efficiency of the reference boiler for heating energy generation (default value is 89.0%) 4. CO2 emission factor for the fuel consumed by the reference boiler for heating energy generation (tCO2/GJ) 5. Rated cooling capacity of the project HP (kW) 6. Efficiency of reference compressor for cooling energy generation (the default value: 4.01 when 50kW≤x<400k, 4.09 when 400kW≤x<800kW, 4.21 when 800kW≤x<1600kW) 7. CO2 emission factor for consumed electricity which is calculated from either options: its power generation efficiency or measured data | 2 | 1. Electricity consumption of the project HPs 2. Electricity consumption of the auxiliary electric equipment of the HPs.
TH_AM009 | Installation of gas engine cogeneration system to supply electricity and heat | Ver1.0 | Thailand | 1. Energy industries (renewable-/non-renewable sources) | Energy efficiency | Non-biomass | TH_PM011 | Institute for Global Environmental Strategies | 2018-09-11 | 2018-09-29 | 2018-10-13 | - | Electronic decision | 2019-01-14 | 125 | 107 | 93 | - | - | Co-generation system | New installation | 2 | CO2 | Benchmarking approach | Survey | 5 | 1. Reference boiler efficency (the default value is 89%) 2. Net calorific value of gas fuel consumed by the CGS (GJ/mass or volume) 3. CO2 emission factor for consumed electricity in the recipient facility i (tCO2/MWh). 4. CO2 emission factor for fossil fuel consumed by the reference boiler (tCO2/GJ). 5.CO2 emission factor for gas fuel consumed by the CGS (tCO2/GJ). | 3 | 1. Amount of electricity consumed by the recipient facility(ies) which is generated by the CGS 2. Amount of heat consumed by the recipient facility(ies) which is generated by the CGS 3. Amount of gas fuel consumed by the CGS.
TH_AM010 | Energy Saving by Introduction of High Efficiency Once-through Boiler and Installation of Economizer into Existing Boiler, Version 01.0 | Ver1.0 | Thailand | 3. Energy Demand | Energy efficiency | Factory | TH_PM012 | Nippon Koei Co., Ltd. | 2019-08-26 | 2019-10-02 | 2019-10-16 | - | Electronic decision | 2020-09-28 | 399 | 362 | 348 | - | - | Boiler | New installation | 4 | CO2 | Benchmarking approach | Survey | 12 | 1. Net calorific value of fuel used by the project boiler (OT) i for the fuel type j 2. Net calorific value of fuel used by the project boiler (OT) i for the fuel type j 3. Net calorific value of fuel used by the project boiler (EC) i for the fuel type j 4. CO2 emission factor of fuel used by the project boiler (OT) i for the fuel type j 5. CO2 emission factor of fuel used by the project boiler (OT) i for the fuel type j 6. CO2 emission factor of fuel used by the project boiler (EC) i for the fuel type j 7. CO2 emission factor of fuel used by reference boiler (OT) 8. CO2 emission factor of fuel used by reference boiler (EC) for the fuel type j 9. Efficiency of project boiler (OT) i 10. Efficiency of reference boiler (OT) 11. Efficiency of project boiler (EC) i 12. Efficiency of reference boiler (EC) i | 3 | 1. The amount of fuel consumption of project boiler (OT) i for the fuel type j (=natural gas or LPG) during the monitoring period 2. The amount of fuel consumption of project boiler (OT) i for the fuel type j (=diesel oil) during the monitoring period 3. The amount of fuel consumption of project boiler (EC) i for the fuel type j (=natural gas or LPG) during the monitoring period
TH_AM011 | Installation of Energy-efficient Refrigerators Using Natural Refrigerant at Cold Storage | Ver1.0 | Thailand | 3. Energy demand | Energy efficiency | Factory | TH_PM013 | KANEMATSU CORPORATION | 2019-12-25 | 2020-02-18 | 2020-03-03 | - | Electronic decision | 2021-09-20 | 635 | 580 | 566 | - | - | Refrigerator | New installation and replacement | 4 | CO2 | Benchmarking approach | Survey | 6 | 1. CO2 emission factor for consumed electricity 2. COP of reference refrigerator i 3. COP of project refrigerator i 4. Power generation efficiency 5. Net calorific value of consumed fuel 6. CO2 emission factor of consumed fuel | 3 | 1. Power consumption of project refrigerator i during the period p 2. Amount of fuel input for power generation during the period p 3. Amount of electricity generated during the period p
TH_AM012 | Energy Saving by Installation of an Evaporator with Mechanical Vapor Recompression | Ver1.0 | Thailand | 3. Energy demand | Energy efficiency | Factory | TH_PM014 | Institute for Global Environmental Strategies | 2019-12-26 | 2020-02-18 | 2020-03-03 | - | Electronic decision | 2021-09-20 | 634 | 580 | 566 | - | - | Evaporator, Termal vapor recompression | New installation and replacement | 1 | CO2 | Benchmarking approach | Survey | 14 | 1. CO2 emission factor for consumed electricity 2. Efficiency of the project boiler for steam supply 3. CO2 emission factor for the fuel consumed by the project boiler for heating energy generation 4. Specific enthalpy of supplied steam to the project evaporator i 5. Inlet water temperature for the steam generation 6. Specific latent heat of the heating temperature of the supplied vapor to the project evaporator i 7. Suction ratio of ejector in the reference evaporator with thermal vapor recompression 8. Specific heat capacity of water 9. Temperature of the supplied solution to the project evaporator i 10. Evaporation temperature of the solution at the project evaporator i 11. Specific latent heat of the evaporation temperature of solution at the project evaporator i 12. Power generation efficiency 13. Net calorific value of consumed fuel 14. CO2 emission factor of consumed fuel | 4 | 1. Total amount of inlet solution to the evaporator i during the period p 2. Total amount of evaporation from supplied solution by the project evaporator i during the period p 3. Project steam consumption by the project evaporator i during the period p 4. Electricity consumption of the project evaporator i during the period p
TH_AM013 | Energy Saving by Introduction of High Efficiency Screw Chiller for freezing and refrigeration | Ver1.0 | Thailand | 3. Energy demand | Energy efficiency | Factory | TH_PM015 | Tepia Corporation Japan. CO., Ltd. | 2019-12-26 | 2020-02-18 | 2020-03-03 | - | Electronic decision | 2021-09-20 | 634 | 580 | 566 | - | - | Chiller (screw chillar) | New installation and replacement | 5 | CO2 | Benchmarking approach | Survey | 9 | 1. CO2 emission factor for consumed electricity 2. Output cooling water temperature of project screw chiller i set under the catalog conditions of the project screw chiller 3. Output chilled water temperature of screw project chiller i set under the catalog conditions of the project screw chiller 4. COP of reference screw chiller i under the standardizing temperature conditions 5. COP of project screw chiller i under the catalog conditions of the project screw chiller 6. COP of project screw chiller i calculated under the standardizing temperature conditions 7. Power generation efficiency 8. Net calorific value of consumed fuel 9. CO2 emission factor of consumed fuel | 3 | 1. Power consumption of project screw chiller i during the period p 2. Amount of fuel input for power generation during monitoring period p 3. Amount of electricity generated during the monitoring period p
TH_AM014 | Installation of inverter-controlled separate type fridge showcase for convenience store(s) | Ver1.0 | Thailand | 3. Energy demand | Energy efficiency | Commercial & household | TH_PM016 | NTT DATA INSTITUTE OF MANAGEMENT CONSLUTING, Inc. | 2020-04-08 | 2020-06-19 | 2020-07-03 | - | Electronic decision | 2021-09-20 | 530 | 458 | 444 | - | - | Fridge showcase | New installation | 4 | CO2 | Benchmarking approach | Survey | 8 | 1. CO2 emission factor for consumed electricity 2. COP of the project fridge showcase j at the convenience store i 3. Capacity of the project fridge showcase j at the convenience store i 4. COP of the reference fridge showcase j at the convenience store i 5. Degradation coefficient 6. Power generation efficiency 7. Net calorific value of consumed fuel 8. CO2 emission factor of consumed fuel | 2 | 1. Power consumption of the project fridge showcase j at the convenience store i during the period p 2. Operating time of the project fridge showcase j at the convenience store i during the period p
TH_AM015 | Introduction of High Efficiency Electrolyzer in Caustic Soda Production Plant | Ver1.0 | Thailand | 3. Energy demand | Energy efficiency | Factory | TH_PM018 | AGC Inc.; AGC Chemicals (Thailand) Co.,Ltd. | 2020-06-09 | 2020-06-19 | 2020-07-03 | - | Electronic decision | 2021-09-20 | 468 | 458 | 444 | - | - | Electrolyzer | New installation and replacement | 2 | CO2 | Benchmarking approach | Survey | 6 | 1. CO2 emission factor for consumed electricity 2. Specific power consumption (SEC) value of the reference electrolyzer i 3. Specific power consumption (SEC) value of the project electrolyzer i 4. Power generation efficiency 5. Net calorific value of consumed fuel 6. CO2 emission factor of consumed fuel | 3 | 1. Power consumption of the project electrolyzer i during the period p 2. The amount of fuel input for power generation during monitoring period p 3. The amount of electricity generated during the monitoring period p
VN_AM001 | Transportation energy efficiency activities by installing digital tachograph systems | Ver2.0 | Viet Nam | 7. Transport | Transportation | Others | VN_PM001 | Nippon Express Co., Ltd.; Nittsu Research Institute and Consulting, Inc.; Mitsubishi UFJ Morgan Stanley Securities Co., Ltd. | 2014-11-12 | 2014-11-19 | 2014-12-03 | - | JC Meeting | 2015-01-14 | 63 | 56 | 42 | - | - | Digital tachograph system | New installation | 6 | CO2 | Historical situation or performance | Survey | 5 | 1. Net calorific value of fuel used by each freight vehicle (GJ/kL, country specific data or IPCC default value) 2. CO2 emission factor of fuel used by each freight vehicle (tCO2/GJ, country specific data or IPCC default value) 3. Fuel consumption by each freight vehicle measured during a period before activation of digital tachograph system (kL) 4. Distance travelled by each freight vehicle measured during a period before activation of digital tachograph system (km) 5. Reference fuel efficiency of each freight vehicle (kL/km) | 2 | 1. Project fuel consumption by each freight vehicle (kL) 2. Project distance travelled by each freight vehicle (km) | VN001 | VN_PM007 | Transportation energy efficiency activities by installing digital tachograph systems | Nippon Express Co., Ltd.; Nittsu Research Institute and Consulting, Inc.; Mitsubishi UFJ Morgan Stanley Securities Co., Ltd. | 2016-07-26 | Substantive revision proposals | 1. Terms and definitions 2. Eligibility criteria 3. Calculation of reference emission | Option (a) and (b) for calculating reference emission in the case of new addition and replacement of freight vehicles: (a) averaging the reference fuel efficiencies of vehicles in the fleet which are the same models and travel the same route as the newly added vehicle (b) If data required by (a) cannot be obtained, data from newly added freight vehicles before activation of digital tachograph system can be used | New option (c): If neither option (a) nor (b) can be applied, the reference fuel efficiency is estimated by using the fuel efficiency of top 20% of the similar type of vehicles in the fleet before activation of digital tachograph system | 2016/07/29 - 2016/08/12 | - | 2016-10-20
VN_AM002 | Introduction of room air conditioners equipped with inverters to public sector buildings | Ver1.1 | Viet Nam | 3. Energy demand | Energy efficiency | Commercial & household | VN_PM003 | Mitsubishi Electric Corporation; Mitsubishi Corporation Mitsubishi UFJ; Morgan Stanley Securities Co., Ltd. | 2014-11-27 | 2014-12-05 | 2014-12-19 | - | JC Meeting | 2015-01-14 | 48 | 40 | 26 | - | - | Air conditioning systems | New installation and replacement | 4 | CO2 | Voluntary or national standards and targets | - National standard (Vietnam) - International standard | 2 | 1. CO2 emission factor of the electricity consumed by project RACs (tCO2/MWh, national Grid Emission Factor of Vietnam, if no captive generation; 0.8 tCO2/MWh CDM default value if captive generation is available) 2. Number of RACs groups whose aggregate electricity consumption are measured by one electricity meter | 3 | 1. Electricity consumption of each project room air conditioners group (MWh) 2. Highest energy efficiency (cooling seasonal performance factor/CSPF) of reference room air conditioners 3. Lowest energy efficiency (cooling seasonal performance factor/CSPF) of project room air conditioners | VN002 | VN_PM012 | Introduction of room air conditioners equipped with inverters, Version 01.1 | Joint Committee | NA | Substantive revision proposals | I. Data and parameters fixed ex ante EFelec: CO2 emission factor for consumed electricity | CO2 emission factor for consumed electricity from captive power generator uses a default value of 0.8 tCO2/MWh (from CDM approved methodology) | CO2 emission factor for consumed electricity from captive power generator is calculated, using generation efficiency (from specifications) or measured data (amount of fuel and electricity generated). Default value may be applied for non-renewable system with capacity of < 15 MW. When both grid and captive electricity may be consumed, the higher CO2 emission factor is applied. | NA | - | 2017-10-10
VN_AM003 | Improving the energy efficiency of commercial buildings by utilization of high efficiency equipment | Ver1.1 | Viet Nam | 3. Energy demand | Energy efficiency | Commercial & household | VN_PM004 | Hibiya Engineering, Ltd.; Mitsubishi UFJ Morgan Stanley Securities Co., Ltd. | 2014-11-27 | 2014-12-05 | 2014-12-19 | - | JC Meeting | 2015-01-14 | 48 | 40 | 26 | - | - | Boiler | Replacement | 3 | CO2 | - Benchmarking approach - Historical situation or performance | - Own record - Survey - International standard (CDM) | 12 | 1. Energy efficiency of the equipment introduced in the project (provided by supplier) 2. Energy efficiency of the reference equipment replaced by the project equipment (default values) 3. Rated electricity consumption of the project equipment (kW, provided by supplier) 4. Rated heating capacity of the project equipment (kW, provided by supplier) 5. Unit fuel consumption rate of the reference equipment replaced by the project equipment (L/kWh, provided by supplier) 6. Rated cooling capacity of the project equipment (kW, provided by supplier) 7. Efficiency of the reference equipment replaced by the project equipment (default values) 8. Rated electricity consumption of the reference equipment replaced by the project equipment categorized as measure 3 (kW, provided by supplier) 9. Capacity of auxiliary electric equipment that is installed due to the implementation of the project equipment (kW, provided by supplier) 10. Rated electricity consumption of the project lighting categorized as measure 3 (kW, provided by supplier) 11. CO2 emission factor of the electricity consumed (tCO2/MWh, national Grid Emission Factor of Vietnam, if no captive generation; 0.8 tCO2/MWh CDM default value if captive generation is available) 12. CO2 emission factor of fossil fuel (tCO2/L, IPCC) | 4 | 1. Fossil fuel consumed by the high efficiency equipment i introduced in the project categorized as measure 1 (L) 2. Electricity consumed by the high efficiency equipment i introduced in the project categorized as measure 2 (kWh) 3. Operating hours of auxiliary electric equipment 4. Operating hours of the high efficiency equipment i introduced in the project categorized as measure 3 | VN003 | VN_PM013 | Improving the energy efficiency of commercial buildings by utilization of high efficiency equipment Version 01.1 | Joint Committee | NA | Substantive revision proposals | I. Data and parameters fixed ex ante EFelec: CO2 emission factor for consumed electricity | CO2 emission factor for consumed electricity from captive power generator uses a default value of 0.8 tCO2/MWh (from CDM approved methodology) | CO2 emission factor for consumed electricity from captive power generator is calculated, using generation efficiency (from specifications) or measured data (amount of fuel and electricity generated). Default value may be applied for non-renewable system with capacity of < 15 MW. When both grid and captive electricity may be consumed, the higher CO2 emission factor is applied.
VN_AM004 | Anaerobic digestion of organic waste for biogas utilization within wholesale markets | Ver1.1 | Viet Nam | 13. Waste Handling and Disposal | Waste management & biomass utilisation | Others | VN_PM005 | Hitachi Zosen Corporation; K.K. Satisfactory International | 2015-05-15 | 2015-07-16 | 2015-07-30 | - | JC Meeting | 2015-08-04 | 81 | 19 | 5 | - | - | Continuous anaerobic digester | New installation | 5 | CO2, CH4 | - Voluntary standards and targets - Historical situation or performance | International standard (IPCC) | 4 | 1. Methane correction factor (IPCC) 2. Oxidation factor (IPCC) 3. CO2 emissons factor of fossil fuel (tCO2/GJ) 4. CO2 emissions factor of the electricity consumed (tCO2/MWh, national Grid Emission Factor of Vietnam, if no captive generation; 0.8 tCO2/MWh CDM default value if captive generation is available) | 3 | 1. Amount of organic waste prevented from disposal in the SWDS in month x (t) 2. Amount of processed biogas supplied to heat generation equipments (t) 3. Amount of electricity consumption by the waste management facility (kWh) |  | VN_PM014 | Anaerobic digestion of organic waste for biogas utilization within wholesale markets Version 01.1 | Joint Committee | NA | Substantive revision proposals | E. Emission Sources and GHG types I. Data and parameters fixed ex ante EFelec: CO2 emission factor for consumed electricity | 1. Project emission sources: Grid electricity consumption by the waste management facility 2. CO2 emission factor for consumed electricity from captive power generator uses a default value of 0.8 tCO2/MWh (from CDM approved methodology) | 1. Project emission sources: Electricity consumption by the waste management facility 2. CO2 emission factor for consumed electricity from captive power generator is calculated, using generation efficiency (from specifications) or measured data (amount of fuel and electricity generated). Default value may be applied for non-renewable system with capacity of < 15 MW. When both grid and captive electricity may be consumed, the higher CO2 emission factor is applied. | NA | - | 2017-10-10
VN_AM005 | Installation of energy efficient transformers in a power distribution grid | Ver1.0 | Viet Nam | 2. Energy distribution | Energy efficiency | Supply side | VN_PM006 | YUKO-KEISO Co., Ltd.; Mitsubishi UFJ Morgan Stanley Securities Co., Ltd. | 2015-07-14 | 2015-07-16 | 2015-07-30 | - | Electronic decision | 2015-09-03 | 51 | 49 | 35 | - | - | Transformers, Electricity distribution grip | New installation | 2 | CO2 | Historical situation or performance | Own record | 5 | 1. No-load losses of the reference transformer of capacity category for the power company (W, standard or specification set by the power companies) 2. No-load losses of the project transformer of capacity category for the power company (W, manufacturer’s performance test report) 3. Blackout rate (%, power companies) 4. Maximum allowable uncertainty for the no-load losses of the project transformer (%, manufacturer’s performance test report) 5. CO2 emission factor of the grid (tCO2/MWh, national Grid Emission Factor of Vietnam) | 1 | Energizing time of the project transformer (h) | VN004, VN008
VN_AM006 | Introduction of air conditioning system equipped with inverters | Ver1.1 | Viet Nam | 3. Energy demand | Energy efficiency | Commercial & household, Public facility, Factory | VN_PM008 | NTT Data Institute of Management Consulting, Inc. | 2016-08-12 | 2016-08-17 | 2016-08-31 | - | JC Meeting | 2016-10-20 | 69 | 64 | 50 | - | - | Air conditioning systems | New installation and replacement | 5 | CO2 | Benchmarking approach | Survey | 3 | 1. CO2 emission factor for consumed electricity (tCO2/MWh, national Grid Emission Factor of Vietnam, if no captive generation; 0.8 tCO2/MWh CDM default value if captive generation is available) 2. COP of outdoor unit of project air conditioning system (specifications or factory acceptance test data by manufacturer) 3. COP of reference air conditioning system (product catalogs, specification documents, websites, survey) | 2 | 1. Electricity consumption of outdoor unit of project air conditioning system (MWh) 2. Total electricity consumption of indoor units of project air conditioning system (MWh) | VN005, VN009 | VN_PM015 | Introduction of air conditioning system equipped with inverters, Version 01.1 | Joint Committee | NA | Substantive revision proposals | I. Data and parameters fixed ex ante EFelec: CO2 emission factor for consumed electricity | CO2 emission factor for consumed electricity from captive power generator uses a default value of 0.8 tCO2/MWh (from CDM approved methodology) | CO2 emission factor for consumed electricity from captive power generator is calculated, using generation efficiency (from specifications) or measured data (amount of fuel and electricity generated). Default value may be applied for non-renewable system with capacity of < 15 MW. When both grid and captive electricity may be consumed, the higher CO2 emission factor is applied. | NA | - | 2017-10-10
VN_AM007 | Installation of Solar PV System | Ver1.0 | Viet Nam | 1. Energy industries (renewable-/non-renewable sources) | Renewable energy | Solar photovoltaic (PV) | VN_PM009 | Institute for Global Environmental Strategies | 2016-09-28 | 2016-10-04 | 2016-10-18 | - | JC Meeting | 2017-10-10 | 377 | 371 | 357 | - | - | Solar photovoltaic (PV) system | New installation | 3 | CO2 | Benchmarking approach | Survey | 1 | Reference CO2 emission factor for the project solar PV system. The value is selected from the options of default emission factor, based on the connectivity to the national grid, captive diesel power generator, and/or captive gas power generator in the following manner: - In the case where project solar PV system(s) is only connected to the national grid, default value is 0.333 tCO2/MWh '- In the case where project solar PV system(s) is connected to an internal grid which is connected to both the national grid and a captive power generator, default value is 0.333 tCO2/MWh - In the case where project solar PV system(s) is not connected to the national grid, and connected to a captive power generator,default value is 0.533 tCO2/MWh | 1 | Quantity of the electricity generated by the project solar PV system(s) | VN007
VN_AM008 | Installation of LED lighting equipment to fishing boats | Ver1.0 | Viet Nam | 3. Energy demand | Energy efficiency | Commercial & household | VN_PM010 | Stanley Electric Co., Ltd. | 2017-05-19 | 2017-06-02 | 2017-06-16 | - | JC Meeting | 2017-10-10 | 144 | 130 | 116 | - | - | LED lighting | New installation and replacement | 3 | CO2 | Benchmarking approach | Survey | 4 | 1. CO2 emission factor of the electricity consumed by the diesel-powered fishing boat (default value is 0.8 tCO2/MWh, CDM) 2. Rated electricity consumption of reference lamp of fishing boat (default value is 1,000 W) 3. Rated electricity consumption of LED light of fishing boat (from manufacturer’s specifications) 4. Number of reference lamps, which has the equivalence to the design illuminance into an irradiated sea surface by one project's LED light of fishing boat | 1 | Total electricity consumption of project LED lights. | VN006
VN_AM009 | Installation of Container Formation Facility at Lead Acid Battery Factory | Ver1.1 | Viet Nam | 3. Energy demand | Energy efficiency | Factory | VN_PM001 | Hitachi Chemical Co., Ltd. | 2016-11-04 | 2017-06-13 | 2017-06-27 | - | JC Meeting | 2017-10-10 | 340 | 119 | 105 | - | - | Container Formation | New installation and replacement | 1 | CO2 | Historical situation or performance | Own record | 2 | 1. Reference CO2 emission factor for the project solar PV system (tCO2/MWh) - If the project is connected to the national grid, national Grid Emission Factor of Vietnam is applied. - If the project is connected to captive generation, emission factor can be chosen from default value of 0.8 tCO2/MWh, CDM, calculated from power generation efficiency obtained from manufacturer's specification, or calculated from monitored data. 2. CO2 emission factor for fuel applicable to the project factory (tCO2/GJ, IPCC) | 3 | 1. Production output of lead acid battery at the container formation facility in the project factory per lead acid battery type 2. Capacity of lead acid battery 3. Electricity consumption by the container formation facility including chillier and cooling tower in the project factory |  | VN_PM021 |  | Joint Committee |  | Substantive revision proposals | PMS: - Deleted unnecessary parameters in MPS(input_separate) sheet of the PMS - Modified descriptions of parameters "RE_i,p" and "PE_i,p" in MPS(input_separate) sheet of the PMS | 1. RE_i,p: Reference emissions to produce lead acid battery during the project period | 1. RE_i,p: Reference emissions to produce lead acid battery in the project factory during the project period 2. Deleted parameter: ECPJ : Electricity consumption by the container formation facilities including chiller and cooling tower in the project factory during the project period |  | - | 15/08/2018
VN_AM010 | Introduction of tunnel and/or shuttle kiln with waste heat recovery system | Ver1.0 | Viet Nam | 3. Energy demand | Energy efficiency | Factory | VN_PM016 | NTT DATA INSTITUTE OF MANAGEMENT CONSULTING, INC. | 2018-08-07 | 2018-08-14 | 2018-08-28 | - | JC Meeting | 2018-08-29 | 22 | 15 | 1 | - | - | Waste heat recovery system | New installation | 2 | CO2 | Historical situation or performance | - National standard (Japan) - Country data | 4 | 1. CO2 emission factor of natural gas (0.0543 tCO2/GJ, IPCC) 2. Specific heat of supplied combustion air (1.006 MJ/t·K) 3. Density of supplied combustion air (1.293 kg/Nm3, Japan Standard) 4. Temperature of ambient of project tunnel and/or shuttle kiln (35.8 °C, survey) | 2 | 1. Quantity of supplied air for combustion which was pre-heated by waste heat recovery system 2. Annual average temperature of supplied combustion air entering the firing unit of project tunnel and/or shuttle kiln
VN_AM011 | Energy Saving by Introduction of High Efficiency Inverter Type Centrifugal Chiller | Ver1.0 | Viet Nam | 3. Energy demand | Energy efficiency | Factory | VN_PM017 | HOYA Corporation | 2018-08-07 | 2018-08-14 | 2018-08-28 | - | JC Meeting | 2018-08-29 | 22 | 15 | 1 | - | - | Chiller | New installation and replacement | 5 | CO2 | Benchmarking approach | - Survey - National standard (Japan) | 5 | 1. CO2 emission factor for consumed electricity For grid electricity: The most recent value available from the official Vietnam source For captive electricity: it is determined based on the calculation options. 2. COP of reference chiller under the standardizing temperature conditions (default values in line with cooling capacity of the project chiller) 3. COP of project chiller under the project specific conditions (specifications) 4. Output cooling water temperature of project chiller set under the project specific conditions (specifications or factory acceptance data) 5. Output chilled water temperature of project chiller set under the project specific conditions (specifications or factory acceptance data) | 2 | 1. Power consumption of project chiller 2. Fuel consumption and amount of electricity generated by captive power, where applicable
VN_AM012 | Energy Saving by Introduction of Heat Recovery Electric Heat Pump | Ver1.0 | Viet Nam | 3. Energy demand | Energy efficiency | Factory | VN_PM018 | HOYA Corporation | 2018-08-07 | 2018-08-14 | 2018-08-28 | - | JC Meeting | 2018-08-29 | 22 | 15 | 1 | - | - | Heat pump | New installation and replacement | 4 | CO2 | Benchmarking approach | - Survey - National standard (Japan) | 7 | 1. CO2 emission factor for consumed electricity For grid electricity: The most recent value available from the official Vietnam source For captive electricity: it is determined based on the calculation options. 2. CO2 emission factor for the reference equipment for heating energy generation, depending on the existence and the type of auxiliary heater (tCO2/GJ, calculation) 3. Rated electricity consumption of project HREHP (kW, specifications or factory acceptance data) 4. Efficiency of the reference equipment for heating energy generation, depending on the existence and the type of auxiliary heater 5. COP of reference air-cooled chiller 6. Rated heating capacity of project HREHP (kW, specifications or factory acceptance data) 7. Rated cooling capacity of project HREHP (kW, specifications or factory acceptance data) | 2 | 1. Power consumption of project Heat Recovery Electric Heat Pump (HREHP) 2. Fuel consumption and amount of electricity generated by captive power, where applicable
VN_AM013 | Energy saving by introduction of high-efficiency double suction volute pumps in water supply system | Ver1.0 | Viet Nam | 3. Energy demand | Energy efficiency | Public facility | VN_PM019 | Yokohama Water Co., Ltd. | 2018-08-07 | 2018-08-14 | 2018-08-28 | - | JC Meeting | 2018-08-29 | 22 | 15 | 1 | - | - | Water Pump | New installation and replacement | 2 | CO2 | Voluntary or national standards and targets | National standard (Japan) | 3 | 1. Pump efficiency of project pump at a condition for operational use (%, specifications or factory acceptance test data) 2. Pump efficiency of reference pump (%, default value from the Japanese Industrial Standard JIS B 8322 “Double suction volute pumps”. 3. CO2 emission factor for consumed electricity For grid electricity: The most recent value available from the official Vietnam source For captive electricity: it is determined based on the calculation options | 2 | 1. Electricity consumption of project pumps 2. Fuel consumption and the amount of electricity generated by captive power, where applicable
VN_AM014 | Introduction of energy efficient wire stranding machines to automotive wire production factory | Ver1.0 | Viet Nam | 3. Energy demand | Energy efficiency | Factory | VN_PM020 | YAZAKI Parts Co.,Ltd. | 2018-08-07 | 2018-08-14 | 2018-08-28 | - | JC Meeting | 2018-08-29 | 22 | 15 | 1 | - | - | Wire stranding machines | New installation and replacement | 3 | CO2 | Benchmarking approach | Survey | 2 | 1. CO2 emission factor for consumed electricity For grid electricity: The most recent value available from the official Vietnam source For captive electricity: it is determined based on the calculation options 2. Electricity consumption ratio per production unit (default value, set as 1.51) | 2 | 1. Electricity consumption of project wire stranding machines 2. Fuel consumption and the amount of electricity generated by captive power, where applicable
VN_AM015 | Installation of compressor control system(s) for split type air conditioner(s) | Ver1.0 | Viet Nam | 3. Energy demand | Energy efficiency | Factory | VN_PM022 | Yuko-KEISO Co., Ltd; Mitsubishi UFJ Morgan Stanley Securities Co., Ltd. | 2019-01-03 | 2019-02-16 | 2019-03-02 | - | JC Meeting | 2019-05-28 | 145 |  |  | - | - | Air compressor, Air conditioning systems | New installation and replacement | 2 | CO2 | Benchmarking approach | Own record | 2 | 1. CO2 emission factor of consumed electricity 2. Project energy saving factor | 1 | Electricity consumption of compressor of outdoor unit in project split type air conditioner(s) with installation of compressor control system(s)
Average subtotal | [14 empty] | 143.8511 | 118.9574 | 104.9574 |  |  |  |  | 3.2316 |  |  |  | 5.0105 |  | 2.8105

## Methodologies_summary
Methodologies - Summary and Charts
Table 1: Number of AM by Types of Project and Country
|  | Energy Efficiency | Renewable energy | Waste management & biomass utilisation | Transportation | LULUCF/REDD+ | Total
| Indonesia | 22 | 5 | 0 | 1 | 0 | 28
| Viet Nam | 12 | 1 | 1 | 1 | 0 | 15
| Thailand | 14 | 1 | 0 | 0 | 0 | 15
| Myanmar | 3 | 0 | 2 | 0 | 0 | 5
| Cambodia | 3 | 1 | 0 | 0 | 1 | 5
| Bangladesh | 2 | 1 | 0 | 0 | 0 | 3
| Costa Rica | 2 | 1 | 0 | 0 | 0 | 3
| Ethiopia | 0 | 2 | 1 | 0 | 0 | 3
| Kenya | 0 | 3 | 0 | 0 | 0 | 3
| Lao PDR | 2 | 1 | 0 | 0 | 0 | 3
| Mongolia | 2 | 1 | 0 | 0 | 0 | 3
| Philippines | 0 | 2 | 0 | 0 | 0 | 2
| Chile | 0 | 2 | 0 | 0 | 0 | 2
| Maldives | 0 | 2 | 0 | 0 | 0 | 2
| Mexico | 0 | 1 | 0 | 0 | 0 | 1
| Palau | 0 | 1 | 0 | 0 | 0 | 1
| Saudi Arabia | 1 | 0 | 0 | 0 | 0 | 1
| Total | 63 | 25 | 4 | 2 | 1 | 95
| Chart 1: Number of AM by Type of Project and Country |  |  |  |  | Chart 2: Number of AM by Type of Project
| Table 2: Monitoring Parameters |  |  |  | Table 3: Time from methodology proposed to methodology approved (calendar days)
| Monitoring parameters | No. of AM |  |  | proposed-approved (days) | No. of AM
| 1 to 2 | 60 |  |  | ≤ 30 | 17
| 3 to 5 | 22 |  |  | 31 - 180 | 54
| More than 5 | 13 |  |  | > 180 | 24
| Average | 2.8105 |  |  | Average | 143.8511
| Chart 3: Monitoring Parameters in Methodology |  |  |  | Chart 4: Time from methodology proposed to approved

## Project Data
IGES JCM Database - Project Data
Information on each project is available on: https://www.jcm.go.jp/projects/registers
[10 empty] | Project Information |  |  |  |  | Support | [6 empty] | LSC |  | Public Inputs/Comments |  | Validation |  | Registration |  |  |  |  | Post-registration changes | [12 empty] | Emission Reductions (ER, tCO2e) | [13 empty] | Credits issuance_1 | [5 empty] | Credits issuance_2
IGES ID | Project reference number | Status | Title | Host Country | Participant (Host Country) | Participant (Japan) | Project Type | Supp. Info | Location | Location coordinate | Meth. applied | Sectoral scope | Technology used | Type of activity | Scheme | Announced as financed project | Starting date of project operation | Project lifetime (year) | EIA | Number of Times | Local stakeholders consultation date | Participants | Start date | End date | Inputs/ comment | Report completed | TPE | Request for registration | Registration | Time from validation completion to request for registration | Time from request to registration | Request for registration rejection date | Date of approval | Post-registration changes | Registration withdrawal | Project withdrawal | 2013 | 2014 | 2015 | 2016 | 2017 | 2018 | 2019 | 2020 | 2021 | 2022 | 2023 | 2024 | 2025 | 2026 | 2027 | 2028 | 2029 | 2030 | Avg. Annual (tCO2e/y) | Total | Date of JC decision on notification | Date of issuance to partner country | To partner country (tCO2e) | Date of issuance to Japan | To Japan (tCO2e) | Monitoring period (dd/mm/yyyy) | Date of JC decision on notification | Date of issuance to partner country | To partner country (tCO2e) | Date of issuance to Japan | To Japan (tCO2e) | Monitoring period (dd/mm/yyyy) | Verification report date | TPE for verification
| BD002 | RD | Installation of High Efficiency Centrifugal Chiller for Air Conditioning System in Clothing Tag Factory in Bangladesh | Bangladesh | Next Accessories Ltd. | Nippon Koei Co., Ltd., Ebara Refrigeration Equipment & Systems Co., Ltd. | Energy efficiency | Factory | Narayanganj District, Dhaka Division | N 23°47'28", E 90°34'21" | BD_AM001 Ver1.0 | 3. Energy demand | Chiller | New installation | JCM Model Project | 2015 | 2017-03-01 | 7 | No | 1 | 2017-03-05 | Company employee(s); Company management(s) | 2017-04-01 | 2017-04-30 | - | 2017-07-10 | TPE-BD-001 Lloyd's Register Quality Assurance Limited (LRQA) | 2017-07-17 | 2018-01-10 | 7 | 177 | N/A |  |  |  |  | 2013: N/A; 2014: N/A; 2015: N/A; 2016: N/A; 2017: 208; 2018: 578; 2019: 578; 2020: 578 | 485 | 1942
| BD003 | RD | Installation of High Efficiency Loom at Weaving Factory | Bangladesh | Hamid Fabrics Limited | Toyota Tsusho Corporation | Energy efficiency | Factory | Shilmandi, Narshingdi | N 23°53'47.11", E90゜40'03.59" | BD_AM003 Ver1.0 | 3. Energy demand | Air jet loom | New installation | JCM Model Project | 2015 | 2018-06-24 | 7 | No | 1 | 2018-08-08 | Company management(s); Company employee(s); Consultant(s); Related worker(s) | 2017-12-22 | 2018-06-18 | - | 2018-03-22 | TPE-BD-002 Japan Quality Assurance Organization | 2018-04-18 | 2019-04-04 | 27 | 351 | [5 empty] | N/A | N/A | N/A | N/A | N/A | 218 | 437 | 437 | 437 | 437 | 437 | 437 | 218 | [5 empty] | 382 | 3058
| BD004 | RD | Introduction of PV-diesel Hybrid System at Fastening Manufacturing Plant | Bangladesh | YKK Bangladesh Pte Ltd | YKK Corporation | Renewable energy | Solar photovoltaic (PV) | Dhaka Export Processing Zone (DEPZ)/ Ashulia City 、Dhaka Division | N 23°56'57.29", E90゜16'50.13" | BD_AM002 Ver1.0 | 1. Energy industries (renewable-/non-renewable sources) | Solar photovoltaic (PV) system | New installation | JCM Model Project | 2015 | 2016-06-01 | 9 | No | 1 | 2016-10-17 | Company employee(s) | 2017-12-27 | 2018-06-25 | - | 2018-03-20 | TPE-BD-002 Japan Quality Assurance Organization | 2018-04-06 | 2019-04-04 | 17 | 363 | [5 empty] | N/A | N/A | N/A | 124 | 226 | 226 | 226 | 226 | 226 | 226 | 226 | 226 | 102 | [5 empty] | 203 | 2034
| CR001 | RD | 5MW Solar Power Project in Belen | Costa Rica | Generacion Solar Fotovoltaica Belen Sociedad Anonima Coope Guanacaste | NTT DATA INSTITUTE OF MANAGEMENT CONSULTING, Inc | Renewable energy | Solar photovoltaic (PV) | Costa Rica Guanacasta Region Municipality Belen | N10°23'36.1", W85°35'14.3" | CR_AM001 Ver1.0 | 1. Energy industries (renewable-/non-renewable sources) | Solar photovoltaic (PV) system | New installation | JCM Model Project | 2016-06-27 | 2017-11-01 | 17 | Yes | 1 |  | Related company(ies) | 2018-08-29 | 2018-09-27 | - | 2019-05-28 | TPE-CR-003 Japan Quality Assurance Organization | 2019-06-04 | 2020-02-23 | 43884 | 264 | [5 empty] | N/A | N/A | N/A | N/A | 374 | 2245 | 2245 | 2245 | 2245 | 2245 | 2245 | 2245 | 2245 | 2245 | 2245 | 2245 | 2245 | 2245 | 2111 | 29559
| CL001 | RD | Introduction of 1MW Rooftop Solar Power Systems to University | Chile | MGM Innova Capital Chile SpA; Universidad Técnica Federico Santa María | Waseda Environmental Institute; NTT DATA INSTITUTE OF MANAGEMENT CONSULTING,Inc. | Renewable energy | Solar photovoltaic (PV) | 1. Campus Santiago San Joaquin, San Joaquin, Santiago 2. Valparaiso; Vina del Mar; Vitacura, Santiago 3. Campus Sede Vina del Mar, Vina del Mar 4. Campus Santiago Vitacura, Vitacura, Santiago | ①S33°29'26.4", W70°37'06.2" ②S33°02'06.1", W71°35'45.7" ③S33°02'11.0", W71°29'11.4" ④S33°22'38.1", W70°34'38.3" | CL_AM001 Ver1.0 | 1. Energy industries (renewable-/non-renewable sources) | Solar photovoltaic (PV) system | New installation | JCM Model Project | 2017-01-12 | 2019-05-01 | 17 | No | 1 | 2018-11-21 | Company management(s), Company employee(s) | 2019-02-07 | 2019-03-08 | - | 2019-03-22 | TPE-CL-003 Japan Management Association | 2019-05-15 | 2019-10-08 | 43746 | 146 | [5 empty] | N/A | N/A | N/A | N/A | N/A | N/A | 319 | 517 | 517 | 517 | 517 | 517 | 517 | 517 | 517 | 517 | 517 | 517 | 500 | 6006
| ID001 | IC-1 | Energy Saving for Air-Conditioning and Process Cooling by Introducing High-efficiency Centrifugal Chiller | Indonesia | PT. Primatexco Indonesia | Nippon Koei Co., Ltd., Ebara Refrigeration Equipment & Systems Co., Ltd. | Energy efficiency | Factory | Batang, Central Java Province | S 6°55' 0", E 109°44'53" | ID_AM002 Ver1.0 | 3. Energy demand | Chiller | Replacement | JCM Model Project | 2013 | 2014-03-01 | 7 | No | 5 | 07/09/2013 - 01/09/2014 | Company management(s); User(s) | 2014-09-25 | 2014-10-24 | - | 2014-10-28 | TPE-ID-002 Lloyd's Register Quality Assurance Limited (LRQA) | 2014-10-28 | 2014-10-31 | 0 | 3 | N/A |  |  |  |  | 2013: N/A; 2014: 97; 2015: 117; 2016: 117; 2017: 117; 2018: 117; 2019: 117; 2020: 117 | 114 | 799 | 2018-07-10 | 2018-07-10 | 49 | 2018-07-11 | 73 | 01 Mar 14 - 31 Jul 15 | [6 empty] | 2015-11-06 | TPE-ID-002 Lloyd's Register Quality Assurance Limited (LRQA)
| ID002 | IC-1 | Project of Introducing High Efficiency Refrigerator to a Food Industry Cold Storage in Indonesia | Indonesia | PT. Adib Global Food Supplies, PT. Mayekawa Indonesia | MAYEKAWA MFG. CO., LTD. | Energy efficiency | Factory | Kelurahan Bantargebang, Kecamatan Bantargebang, Bekasi, West Java Province | S 6°18'33.9", E 106°59'02.8" | ID_AM003 Ver1.0 | 3. Energy demand | Refrigerator | New installation | JCM Model Project | 2013 | 2014-12-18 | 12 | No | 1 | 2014-12-08 | Local government official(s) | 2015-01-07 | 2015-02-05 | 2 | 2015-03-06 | TPE-ID-003 Japan Quality Assurance Organization (JQA) | 2015-03-06 | 2015-03-29 | 0 | 23 | N/A |  |  |  |  | 2013: N/A; 2014: 5; 2015: 140; 2016: 140; 2017: 140; 2018: 140; 2019: 140; 2020: 140 | 120 | 845 | 2016-05-12 | 2016-05-12 | 6 | 2016-05-12 | 23 | 02 Feb 15 - 31 Jul 15 | [6 empty] | 2015-11-02 | TPE-ID-003 Japan Quality Assurance Organization (JQA)
| ID003 | IC-1 | Project of Introducing High Efficiency Refrigerator to a Frozen Food Processing Plant in Indonesia | Indonesia | PT. Adib Global Food Supplies, PT. Mayekawa Indonesia | MAYEKAWA MFG. CO., LTD. | Energy efficiency | Factory | Kecamatan Cilebar, Kabupaten Karawang, West Java | S 6°05'19.2", E 107°25'42.3" | ID_AM003 Ver1.0 | 3. Energy demand | Refrigerator | Replacement | JCM Model Project | 2013 | 2014-12-18 | 12 | No | 1 | 2014-12-08 | Local government official(s) | 2015-01-07 | 2015-02-05 | 2 | 2015-03-06 | TPE-ID-003 Japan Quality Assurance Organization (JQA) | 2015-03-06 | 2015-03-29 | 0 | 23 | N/A |  |  |  |  | 2013: N/A; 2014: 1; 2015: 25; 2016: 25; 2017: 25; 2018: 25; 2019: 25; 2020: 25 | 21 | 151 | 2016-05-12 | 2016-05-12 | 3 | 2016-05-12 | 8 | 02 Feb 15 - 31 Jul 15 | [6 empty] | 2015-11-02 | TPE-ID-003 Japan Quality Assurance Organization (JQA)
| ID004 | IC-1 | Energy Saving for Air-Conditioning at Textile Factory by Introducing High-efficiency Centrifugal Chiller in Karawang West Java | Indonesia | PT. Nikawa Textile Industry | Nippon Koei Co., Ltd. (Focal Point), Ebara Refrigeration Equipment & Systems Co., Ltd. | Energy efficiency | Factory | Karawang Regency, West Java Province | S 6°22’3”, E 107°19’15” | ID_AM002 Ver2.0 | 3. Energy demand | Chiller | New installation | JCM Demonstration Project | 2014 | 2014-12-20 | 7 | No | 4 | 11/03/2015-10/08/2015 | Company management(s); User(s) | 2015-11-28 | 2015-12-27 | - | 2016-01-28 | TPE-ID-011 PT. MUTUAGUNG LESTARI | 2016-02-05 | 2016-03-24 | 8 | 48 | N/A |  |  |  |  | 2013: N/A; 2014: 6; 2015: 205; 2016: 205; 2017: 205; 2018: 205; 2019: 205; 2020: 205 | 176 | 1236 | 2018-07-10 | 2018-11-14 | 115 | 2018-11-29 | 141 | 20 Dec 14 - 31 May 16
| ID005 | IC-1 | Energy Saving for Air-Conditioning at Textile Factory by Introducing High-efficiency Centrifugal Chiller in Batang, Central Java (Phase 2) | Indonesia | PT. Primatexco Indonesia | Nippon Koei Co., Ltd. (Focal Point), Ebara Refrigeration Equipment & Systems Co., Ltd. | Energy efficiency | Factory | Batang, Central Java Province | S 6°55' 0", E 109°44'53" | ID_AM002 Ver2.0 | 3. Energy demand | Chiller | Replacement | JCM Model Project | 2013 | 2015-04-01 | 7 | No | 2 | 09/03/2015-14/08/2015 | Company management(s); User(s) | 2015-11-28 | 2015-12-27 | - | 2016-02-22 | TPE-ID-002 Lloyd's Register Quality Assurance Limited (LRQA) | 2016-03-05 | 2016-03-24 | 12 | 19 | N/A |  |  |  |  | 2013: N/A; 2014: N/A; 2015: 114; 2016: 152; 2017: 152; 2018: 152; 2019: 152; 2020: 152 | 145 | 874 | 2018-07-10 | 2018-11-29 | 53 | 2018-11-29 | 79 | 01 Apr 15 - 31 May 16
| ID006 | IC-1 | Installation of Inverter-type Air Conditioning System, LED Lighting and Separate Type Fridge Freezer Showcase to Grocery Stores in Republic of Indonesia | Indonesia | PT MIDI UTAMA INDONESIA Tbk | Lawson, Inc. | Energy efficiency | Commercial & household | 12 stores in Special Capital Region of Jakarta and its surrounding districts: Store 1 (Raden Saleh 3): Kec. Kembangan, Jakarta Barat (2) (Kebagusan 2): Kec. Jagakarsa Jakarta Selatan 3 (Surya Darma): Kec. Neglasari, Tangerang 4 (Meruyung): Meruyung Limo 5 (Tebet Timur Dalam): Kec. Tebet, Jakarta Selatan 6 (Palmerah Utara): Kec. Palmerah, JakBar 7 (Matraman Raya): Palmerah Matraman, Jakarta Timur 8 (Raya Tengah): Kec. Pasar Rebo, Jakarta Timur 9 (Muncang): Kec. Koja Jakarta Utara 10 (Ceger Raya 2): Kec. Pondok Aren TangSel 11 (Sawangan 3): Kel. Pancoran Mas , Depok 12 (Kampung Asem): Kel. Mustika Jaya, Bekasi | Store 1: S 6゜11'48.07", E 106゜43'27.98" Store 2: S 6゜19'05.66", E 106゜49'29.71" Store 3: S 6゜08'26.34", E 106゜37'57.32" Store 4: S 6゜22'57.68", E 106゜46'07.36" Store 5: S 6゜13'59.85", E 106゜51'24.65" Store 6: S 6゜12'15.05", E 106゜47'36.42" Store 7: S 6゜12'03.74", E 106゜51'21.17" Store 8: S 6゜17'56.72", E 106゜51'33.35" Store 9: S 6゜06'56.67", E 106゜54'25.41" Store 10: S 6゜15'44.83", E 106゜43'53.82" Store 11: S 6゜23'47.20", E 106゜48'16.40" Store 12: S 6゜17'46.14", E 107゜01'15.34" | ID_AM004 ver2.0, ID_AM005 ver2.0, ID_AM008 ver2.0 | 3. Energy demand | Air conditioning control system | New installation and replacement | JCM Model Project | 2013 | Store 1: 21/02/2014 Store 2: 10/03/2014 Store 3: 20/03/2015 Store 4: 10/02/2015 Store 5: 15/03/2015 Store 6: 18/03/2015 Store 7: 20/03/2015 Store 8: 21/03/2015 Store 9: 21/03/2015 Store 10: 19/03/2015 Store 11: 24/02/2015 Store 12: 18/03/2015 | 8 | No | 3 | 04/08/2015-06/08/2015 | Company management(s); User(s) | 2015-12-01 | 2015-12-30 | - | 2016-01-20 | TPE-ID-003 Japan Quality Assurance Organization (JQA) | 2016-01-22 | 2016-06-03 | 2 | 133 | N/A |  |  |  |  | 2013: N/A; 2014: 18; 2015: 83; 2016: 141; 2017: 141; 2018: 141; 2019: 141; 2020: 141 | 115 | 806 | 2018-07-10 | 2018-07-10 | 69 | 2018-07-11 | 126 | 01 Mar 14 - 31 May 16 | [6 empty] | 2016-09-01 | TPE-ID-003 Japan Quality Assurance Organization (JQA)
| ID008 | RD | Introducing double-bundle modular electric heat pumps at AXIA SOUTH CIKARANG Tower 2 | Indonesia | PT. TTL Residences | Toyota Tsusho Corporation. | Energy efficiency | Commercial & household | Lippo Cikarang, Bekasi, West Java | S 6°19'40.5660", E 107°08'02.3028" | ID_AM010 | 3. Energy demand | Heat pump | New installation | JCM Model Project | 2013 | 2016-04-01 | 8 | No | 1 | 2016-02-04 | Company management(s); User(s) | 2016-08-06 | 2016-09-04 | - | 2016-09-09 | TPE-ID-003 Japan Quality Assurance Organization (JQA) | 2016-12-09 | 2017-02-10 | 91 | 63 | N/A |  |  |  |  | 2013: N/A; 2014: N/A; 2015: N/A; 2016: 131; 2017: 175; 2018: 175; 2019: 175; 2020: 175 | 166 | 831
| ID009 | IC-1 | Energy Saving for Air-Conditioning at Shopping Mall with High Efficiency Centrifugal Chiller | Indonesia | PT. Pakuwon Jati Tbk | NTT Facilities, Inc. | Energy efficiency | Commercial & household | Surabaya, East Java | S 7°26'27.4", E 112°73'95.9" | ID_AM002 ver2.0 | 3. Energy demand | Chiller | Replacement | JCM Model Project | 2015 | 2016-12-01 | 15 | No | 2 | 2016-11-08 | Central government officials; Local government official(s); Company management(s) | 2017-02-02 | 2017-03-03 | - | 2017-03-24 | TPE-ID-003 Japan Quality Assurance Organization | 2017-03-13 | 2017-12-04 | -11 | 266 | N/A |  |  |  |  | 2013: N/A; 2014: N/A; 2015: N/A; 2016: 33; 2017: 398; 2018: 398; 2019: 398; 2020: 398 | 325 | 1625 | 2020-01-10 | 2020-01-15 | 121 | 2020-01-16 | 131 | 01 Jan 17 - 30 Apr 18
| ID010 | RD | Energy saving through introduction of Regenerative Burners for aluminum holding furnaces of the automotive components manufacture in the Republic of Indonesia | Indonesia | PT. Yamaha Motor Parts Manufacturing Indonesia (YPMI) | Toyotsu Machinery Corporation | Energy efficiency | Factory | West Java Province Karawang | S 6° 21’ 45’’, E 107° 16’ 15’’ | ID_AM009 Ver3.0 | 3. Energy demand | Regenerative burners | Replacement | JCM Model Project | 2014-06-20 | 2015-01-12 | 9 | No | 2 | 2015/8/27-2015/8/28 | Local government officials; Association(s); | 2019-04-11 | 2019-05-10 | - | 2019-12-11 | TPE-ID-002 Lloyd’s Register Quality Assurance Limited | 2019-12-20 | 2020-04-06 | 9 | 108 | N/A |  |  |  |  | 2013: N/A; 2014: N/A; 2015: 34; 2016: 98; 2017: 98; 2018: 98; 2019: 98; 2020: 98; 2021: 24 | 78 | 548
| ID011 | IC-1 | Reduction of Energy Consumption by Introducing an Energy-Efficient Waste Paper Processing System into a Packaging Paper Factory in Bekasi, West Java | Indonesia | PT FAJAR SURYA WISESA Tbk. | KANEMATSU CORPORATION | Energy efficiency | Factory | Cikarang Bar/Kalijaya/Jl. Kampung Gardu Sawah No. 1, Bekasi, Jawa Barat | S 16°16'20", E 107°07'22" | ID_AM012 ver1.0 | 3. Energy demand | Old corrugated carton processing system | New installation | JCM Model Project | 2014 | 2017-04-01 | 12 | Yes | 1 | 2016-12-20 | Company employee(s); Central government official(s) | 2017-07-22 | 2017-08-20 | - | 2017-11-29 | TPE-ID-003 Japan Quality Assurance Organization | 2017-10-20 | 2017-12-22 | -40 | 63 | N/A |  |  |  |  | 2013: N/A; 2014: N/A; 2015: N/A; 2016: N/A; 2017: 14258; 2018: 19011; 2019: 19011; 2020: 19011 | 17822 | 71291 | 2020-01-10 | 2020-01-15 | 7441 | 2020-01-16 | 8736 | 01 Jul 17 - 31 Aug 18
| ID012 | IC-1 | GHG emission reductions through utility facility operation optimization system for refineries in the Republic of Indonesia | Indonesia | PT. PERTAMIN/A (PERSERO) | Azbil Corporation | Energy efficiency | Factory | Jl. Letjen Haryono MT. 77 Lomanis, Cilacap, Central Java | S 7°42'12.20", E109゜00'18.97" | ID_AM007 Ver1.0 | 3. Energy demand | Advanced process control (APC) systems | New installation | JCM Demonstration Project | 2016 | 2018-01-01 | 5 | No | 1 | 2017-07-18 | Central government officials; Local government official(s); Related company(ies) | 2017-10-20 | 2017-11-18 | - | 2018-03-02 | TPE-ID-003 Japan Quality Assurance Organization (JQA) | 2018-03-03 | 2018-07-10 | 1 | 129 | N/A |  |  |  |  | 2013: N/A; 2014: N/A; 2015: N/A; 2016: N/A; 2017: N/A; 2018: 20000; 2019: 20000; 2020: 20000 | 20000 | 60000 | 2020-01-10 | 2020-01-15 | 10488 | 2020-01-17 | 24468 | 01 Jan 18 - 31 Oct 18
| ID013 | RD | Power generation by waste heat recovery in the PT Semen Indonesia (Persero) Tbk factory in Tuban | Indonesia | PT Semen Indonesia (Persero) Tbk | JFE Engineering Corporation | Energy efficiency | Power generation by waste heat recovery | Tuban, Ds. Sumberarum, Kec. Kerek | S 6°51'56.1", E 111°54'40.3" | ID_AM001 Ver1.0 | 1. Energy industries (renewable-/non-renewable sources) | Power generation by waste heat recovery | New installation | JCM Model Project | 2014-06-20 | 2018-04-30 | 9 | Yes | 1 | 2017-08-16 | Central government officials; Local government official(s); Related company(ies) | 2017-12-13 | 2018-01-11 | - | 2018-03-06 | TPE-ID-003 Japan Quality Assurance Organization (JQA) | 2018-03-14 | 2018-07-10 | 8 | 118 | N/A |  |  |  |  | 2013: N/A; 2014: N/A; 2015: N/A; 2016: N/A; 2017: N/A; 2018: 99375; 2019: 149063; 2020: 149063 | 132500 | 397501
| ID014 | IC-1 | Energy saving by optimum operation at an oil refinery | Indonesia | PT. PERTAMIN/A (PERSERO) | Yokogawa Electric Corporation | Energy efficiency | Factory | Jl. Yos Sudarso No.1 Balikpapan, East Kalimantan | S 1°15'45.72", E116゜48'58.25" | ID_AM006 Ver2.0 | 3. Energy demand | Advanced process control (APC) systems | Replacement | JCM Model Project | 2016 | 2018-01-01 | 5 | No | 1 | 2017-05-24 | Central government officials; Local government official(s); Related company(ies) | 2018-01-12 | 2018-02-10 | - | 2018-03-14 | TPE-ID-003 Japan Quality Assurance Organization (JQA) | 2018-03-16 | 2018-07-10 | 2 | 116 | N/A |  |  |  |  | 2013: N/A; 2014: N/A; 2015: N/A; 2016: N/A; 2017: N/A; 2018: 1275; 2019: 1275; 2020: 1275 | 1275 | 3825 | 2020-01-10 | 2020-01-15 | 777 | 2020-01-17 | 1957 | 01 Jan 18 - 31 Dec 18
| ID015 | IC-1 | Reducing GHG emission at textile factories by upgrading to air-saving loom | Indonesia | P.T. Indonesia Synthetic Textile Milles (ISTEM), P.T. Easterntex, P.T. Century Textile Industry Tbk (CENTEX) | Toray Industries, Inc. | Energy efficiency | Factory | [Location 1, ISTEM]: Jl Mochamad Toha KM.1, Pasar Baru, Karawaci Tangerang, Banten, [Location 2]: P.T. Easterntex: KM. 50 Surabaya – Pandaan Kab. Pasuruan, Jawa Timur [Location 3, CENTEX]: Jl. Raya Bogor KM 27, Ciracas, Jakarta | ISTEM: S 6°10'01.9", E 106°37'20.5" P.T. Easterntex: S 7°40'31.5", E 112°42'11.9", CENTEX: S 6°19'31.6", E106°52'40.0" | ID_AM011 Ver1.0 | 3. Energy demand | Air jet loom | Replacement | JCM Model Project | 2015-02-24 | 2017-01-01 | 7 | No | 1 | 2016-09-29 | Central government officials; Local government official(s); Company management(s); Associations(s) | 2018-02-06 | 2018-03-07 | - | 2018-03-20 | TPE-ID-011 PT. MUTUAGUNG LESTARI | 2018-05-15 | 2018-08-24 | 56 | 101 | N/A |  |  |  |  | 2013: N/A; 2014: N/A; 2015: N/A; 2016: N/A; 2017: 742; 2018: 742; 2019: 742; 2020: 742 | 742 | 2968 | 2020-01-10 | 2020-01-15 | 498 | 2020-01-16 | 746 | 01 Jan 17 - 30 Sep 18
| ID016 | IC-1 | Installation of Tribrid System to mobile communication’s Base Transceiver Stations in Republic of Indonesia | Indonesia | PT XL Axiata Tbk. | KDDI Corporation | Energy efficiency | Base Tranceiver Stations (BTS) | 20 areas | Confidential | ID_AM014 Ver1.0 | 1. Energy industries (renewable-/non-renewable sources) | Solar photovoltaic (PV) system, Tribrid system, Batteries | New installation | JCM Demonstration Project | 2015 | 2018-01-01 | 10 | No | 1 | 2017-11-06 | Central government official(s); Related company(ies) | 2018-02-28 | 2018-03-29 | - | 2018-03-30 | TPE-ID-003 Japan Quality Assurance Organization (JQA) | 2018-03-31 | 2018-07-10 | 1 | 101 | N/A |  |  |  |  | 2013: N/A; 2014: N/A; 2015: N/A; 2016: N/A; 2017: N/A; 2018: 352; 2019: 363; 2020: 363 | 359 | 1078 | 2020-01-10 | 2020-01-15 | 30 | 2020-01-17 | 116 | 01 Jan 18 - 31 Dec 18
| ID017 | RD | Introduction of 0.5MW Solar Power System to Aroma and Food Ingredients Factory | Indonesia | PT. Indesso Aroma | Next Energy and Resources Co., Ltd. | Renewable energy | Solar power | Bogor Regency, West Java Province Jl Alternatif Cibubur Cileungsi Km.9, Cileungsi 16820 | S 6°23'31", E 106°57'21" | ID_AM013 Ver1.0 | 1. Energy industries (renewable-/non-renewable sources) | Solar photovoltaic (PV) system | New installation | JCM Model Project | 2016 | 2018-04-02 | 10 | No | 1 | 2016-10-18 | Indonesia JCM Secretaria; Central government official(s); Indonesia JC members; Local government official(s); Association(s); Related company(ies); Academic institution(s) | 2018-09-01 | 2018-09-30 | - | 2018-12-07 | TPE-ID-002 Lloyd’s Register Quality Assurance Limited | 2018-12-07 | 2019-03-07 | 0 | 90 | [5 empty] | N/A | N/A | N/A | N/A | N/A | 314 | 417 | 414 | 411 | 408 | 405 | 402 | 399 | 397 | 394 | 98 |  |  | 369 | 4059
| ID018 | RD | 1.6MW Solar PV Power Plant Project in Jakabaring Sport City | Indonesia | Perusahaan Daerah Pertambangan Dan Energi (PDPDE) | Sharp Energy Solutions Corporation | Renewable energy | Solar power | South Sumatra Palembang, Jakabaring Sports City | S 3°00'36.0", E 104°47'24.0" | ID_AM013 Ver1.0 | 1. Energy industries (renewable-/non-renewable sources) | Solar photovoltaic (PV) system | New installation | JCM Model Project | 2015 | 2018-04-01 | 17 | Yes | 1 | 2017-11-21 | Central government official(s); Indonesia JCM Secretariat; Local government official(s); Related company(ies) Academic institution(s); Association(s) | 2018-09-01 | 2018-09-30 | - | 2018-10-26 | TPE-ID-003 Japan Quality Assurance Organization | 2018-11-27 | 2019-03-07 | 32 | 100 | [5 empty] | N/A | N/A | N/A | N/A | N/A | 689 | 917 | 917 | 917 | 917 | 917 | 917 | 917 | 917 | 917 | 917 | 917 | 917 | 899 | 11693
| ID019 | RD | Installation of gas engine cogeneration system to supply electricity and heat to the vehicle manufacturing factory of PT. Toyota Motor Manufacturing Indonesia | Indonesia | PT. Toyota Motor Manufacturing Indonesia | Toyota Tsusho Corporation | Energy efficiency | Non-biomass | Jawa Barat 41361 Jl. Permata Raya Lot DD-1, Kawasan Industri KIIC, Karawang | S 6°21'22.8", E 107°17'39.7" | ID_AM016 Ver1.0 | 1. Energy industries (renewable – / non-renewable sources) | Co-generation system | New installation | JCM Model Project | - | 2017-12-01 | 9 | No | 1 | 2018-03-06 | Central government officials; Local government officials; Company management(s); Company employee(s); | 2018-12-14 | 2019-01-12 | - | 2019-03-08 | TPE-ID-003 Japan Quality Assurance Organization | 2019-03-19 | 2019-05-09 | 11 | 51 | [5 empty] | N/A | N/A | N/A | N/A | 1816 | 21793 | 21793 | 21793 | 21793 | 21793 | 21793 | 21793 | 21793 | 19977 |  |  |  |  | 19613 | 196137
| ID020 | RD | Introduction of High-Efficiency Looms in Weaving Mill | Indonesia | PT Nikawa Textile Industry | Nisshinbo Textile Inc. | Energy efficiency | Factory | Karawang Regency, West Java Province | S6°22'08.8", E107°19'18.4" | ID_AM011 Ver1.0 | 3. Energy demand | Air jet loom | New installation and replacement | JCM Model Project | 2016-06-27 | 2018-07-01 | 7 | No | 1 | 2018-09-04 | Indonesia JCM Secretariat; Central government official(s); Association(s); Local government official(s) | 2018-12-26 | 2019-01-24 | - | 2019-02-27 | TPE-ID-003 Japan Quality Assurance Organization | 2019-03-06 | 2019-09-03 | 7 | 181 | [5 empty] | N/A | N/A | N/A | N/A | N/A | 215 | 430 | 430 | 430 | 430 | 430 | 430 | 215 | [5 empty] | 376 | 3010
| ID021 | RD | Introduction of High-efficiency Once-through Boiler in Film Factory | Indonesia | PT MC Pet Film Indonesia | Mitsubishi Chemical Corporation; Nippon Koei Co., Ltd. | Energy efficiency | Factory | Banten Cilegon | S 5°58'04", E 106°00'09" | ID_AM015 Ver1.0 | 3. Energy demand | Boiler | New installation | JCM Model Project | 2015-06-30 | 2016-11-01 | 9 | No | 1 | 2017-05-24 | Indonesia JCM Secretariat; Central government official(s); Local government official(s) | 2019-02-19 | 2019-03-20 | - | 2019-09-24 | TPE-ID-002 Lloyd’s Register Quality Assurance Limited | 2019-10-02 | 2019-10-09 | 8 | 7 | [5 empty] | N/A | N/A | N/A | 104 | 911 | 480 | 480 | 911 | 960 | 911 | 911 | 960 | 759 | [5 empty] | 738 | 7387
| ID022 | RD | Introduction of High Efficiency Once-through Boiler in Golf Ball Factory | Indonesia | PT Sumi Rubber Indonesia | Sumitomo Rubber Industries, Ltd.; Nippon Koei Co., Ltd. | Energy efficiency | Factory | Karawang Regency, West Java Province | S 6°24'54", E 107°24'51" | ID_AM015 Ver1.0 | 3. Energy demand | Boiler | New installation | JCM Model Project | 2016-01-12 | 2016-07-01 | 9 | No | 1 | 2017-03-03 | Indonesia JCM Secretariat; Central government official(s); Local government official(s) | 2019-03-25 | 2019-04-23 | - | 2019-05-28 | TPE-ID-002 Lloyd’s Register Quality Assurance Limited | 2019-06-12 | 2019-09-03 | 15 | 83 | [5 empty] | N/A | N/A | N/A | 59 | 148 | 148 | 148 | 148 | 148 | 148 | 148 | 148 | 74 | [5 empty] | 131 | 1317
| ID023 | RD | Installation of Solar Power System and Storage Battery to Commercial Facility | Indonesia | PT AEON MALL Indonesia | ITOCHU Corporation | Renewable energy | Solar power, Commercial & household | Jakarta Capital Special Region | S6°10'19.6", E106°57'06.9" | ID_AM017 Ver1.0 | 1. Energy industries (renewable-/non-renewable sources) | Solar photovoltaic (PV) system, Storage battery | New installation | JCM Model Project | - | 2017-09-30 | 3 years and 6 months | No | 1 | 2017-09-27 | Central government official(s), Related company(ies);Local government official(s) | 2020-01-15 | 2020-02-13 | - | 2020-09-03 | TPE-ID-013 | 2020-07-28 | 2021-02-17 | -37 | 204 | [9 empty] | 103 | 398 | 305 | 398 | 99 | 0 | 0 | 0 | 0 | 0 | 0 | 0 | 0 | 0
| ID024 | RD | Introduction of Absorption Chiller to Chemical Factory | Indonesia | PT. Timuraya Tunggal | Tokyo Century Corporation | Energy efficiency | Factory | Karawang Regency, West Java Province Jalan Anggidita Raya No. 2015, Desa Anggidita, Klari Sub-District, Karawang Regency 41371, West Java Province | S 6°21’10", E 107°19’59" | ID_AM022 Ver1.0 | 3. Energy demand | Absorption Chiller | Replacement | JCM Model Project | 2017-12-07 | 2019-03-05 | 8 | No | 1 | 2018-11-14 | JCM Secretariat; Central government official(s); JC member(s); Association(s); Local government official(s); Related company(ies) | 2020-01-15 | 2020-02-13 |  | 2020-03-05 | TPE-ID-003 Japan Quality Assurance Organization | 2020-03-06 | 2020-03-30 | 1 | 24 | [5 empty] | N/A | N/A | N/A | N/A | N/A | N/A | 366 | 608 | 682 | 712 | 712 | 712 | 712 | 712 | 118 |  |  |  | 592 | 5334
| KE001 | RD | Electrification of communities using Ultra Low Head Micro Hydro Power Generation system | Kenya | National Irrigation Board; Mwea Irrigation Water users’ Association | NTT DATA INSTITUTE OF MANAGEMENT CONSULTING, Inc.; JAG SeabellCo.,Ltd. | Renewable energy | Hydropower | Kirinyaga County Kiuria village, Mwea west sub County | S 0°39'34.4", E 37°18'24.8"E | KE_AM001 Ver1.0 | 1. Energy industries (renewable-/non-renewable sources) | Hydropower system | New installation | JCM Demonstration Project | - | 2018-09-30 | 9 | Yes | 3 | 2014/3/17, 2014/5/8, 2017/02/21 | Central government official(s); International organisation(s); Related company(ies); Embassy; Related company(ies); Association(S) | 2017-03-01 | 2017-03-30 | - | 2018-11-12 | TPE-KE-001 TPE-KE-001 Japan Quality Assurance Organization | 2018-11-22 | 2020-01-27 | 10 | 431 | [5 empty] | N/A | N/A | N/A | N/A | N/A | 20 | 82 | 82 | 82 | 82 | 82 | 82 | 82 | 82 |  |  |  |  | 75 | 676
| KE002 | IC-1 | Introduction of Solar PV System at Salt Factory | Kenya | Krystalline Salt Limited | Pacific Consultants Co., Ltd. | Renewable energy | Hydropower | Kenya Kilifi County Gongoni, Malindi | S 3° 02' 04.1", E 40° 08' 24.4" | KE_AM002 Ver1.0 | 1. Energy industries (renewable-/non-renewable sources) | Solar photovoltaic (PV) system | New installation | JCM Model Project | 2016-01-12 | 2016-12-14 | 10 | Yes | 2 | first half of 2016, 2017/2/20 | Local community(ies); Company employee(s) | 2017-10-04 | 2017-11-02 | - | 2017-12-20 | TPE-KE-003 Lloyd’s Register Quality Assurance Limited | 2018-01-11 | 2020-01-27 | 22 | 746 | [5 empty] | 2013: N/A; 2014: N/A; 2015: N/A; 2016: 39; 2017: 786; 2018: 781; 2019: 776; 2020: 770 | 630 | 3152 | 2021-02-07 | - | 488 | 2021-03-15 | 486 | 14 Dec 16 - 31 Dec 18
| KH001 | IC-1 | Introduction of Ultra-lightweight Solar Panels for Power Generation at International School | Cambodia | International School of Phnom Penh (ISPP) | Asian Gateway Corp. | Renewable energy | Solar power | Hun Neang Boulevard, Phnom Penh | N 11°30' 46", E 104°55' 46" | KH_AM002 ver1.0 | 1. Energy industries (renewable-/non-renewable sources) | Solar photovoltaic (PV) system, - | New installation | JCM Model Project | 2015 | 2016-10-01 | 17 | No | 1 | 2017-08-29 | Company management(s); User(s) | 2017-09-14 | 2017-10-13 | - | 2017-12-21 | TPE-KH-002 Lloyd's Register Quality Assurance Limited (LRQA) | 2018-01-23 | 2018-03-12 | 33 | 48 | N/A |  |  |  |  | N/A | N/A | N/A | 40 | 104 | 104 | 104 | 104 | 104 | 104 | 104 | 104 | 104 | 104 | 104 | 104 | 104 | 104 | 99 | 1496 | 2020-02-28 | - | 89 | 2020-02-28 | 92 | 01 Aug 16 - 31 Jul 18
| KH002 | RD | Introduction of High Efficiency LED Lighting Utilizing Wireless Network | Cambodia | (1) Overseas Cambodian Investment Corporation (OCIC); (2) Authority for the Protection of the Site and the Management of the Region of Angkor (APSARA Authority); (3) Siem Reap Provincial Hall | MinebeaMitsumi Inc. | Energy efficiency | Public facility | (1) Phnom Penh, Diamond Island, Tonie Bassac Commune, Chomkamon District (2) Phnom Penh, Sangkat Chroy Chong Var, Phnom Penh, Cambodia (3) Siem Reap, Apsara National Authority, Bang Korng Village, Ampil Commune, Siem Reap City, Siem Reap Province (4) Siem Reap, 60 street, Boeung Donnpa, Slorkram, Siem Reap Province | (1) 11°33'04.8"N 104°56'26.8"E (2) 11°36'34.3"N 104°55'34.7"E (3) 13°23'12.6"N 103°58'30.9"E (4) 13°22'51.1"N 103°52'50.0"E | KH_AM001 Ver1.0 |  | LED Street Lighting with Dimming System | New installation | JCM Model Project | 2015-06-30 | 2018-01-01 | 10 years (duration for each site); 11 years (total duration for the entire project) | No | 2 | 1st LSC in Phnom Penh: 2019/2/12 2nd LSC in Siem Reap: 2019/2/13 | 1st LSC in Phnom Penh, Central government official(s); Association(s); Related company(ies); Consultant(s) 2nd LSC in Siem Reap, Association(s); Related company(ies); Consultant(s) | 2019-10-08 | 2019-11-06 | - | 2017-12-20 | TPE-KH-003 Japan Quality Assurance Organization | 2020-02-03 | 2020-02-21 | 43882 | 18 | [5 empty] | N/A | N/A | N/A | N/A | N/A | 123 | 559 | 559 | 559 | 559 | 559 | 559 | 559 | 559 | 559 | 435 |  |  | 508 | 5589
| LA001 | IC-1 | Lao PDR Energy Efficient Datacenter Project (LEED) | Lao PDR | Ministry of Science and Technology, Lao P.D.R | Toyota Tsusho Corporation, Internet Initiative Japan Inc., Mitsubishi UFJ Morgan Stanley Securities Co., Ltd. | Energy efficiency | Commercial & household | Vientiane Capital | Confidential | LA_AM001 Ver1.0 | 3. Energy demand | Data centre | New installation | JCM Demonstration Project | 2015-03-13 | 2017-01-17 | 5 | No | 1 | 2016-08-18 | Central government officials; Local government official(s); Related company(ies) | 2016-12-27 | 2017-01-25 | - | 2017-03-24 | TPE-LA-002 Japan Quality Assurance Organization | 2017-03-28 | 2017-07-31 | 4 | 125 | N/A |  |  |  |  | 2013: N/A; 2014: N/A; 2015: N/A; 2016: N/A; 2017: 300; 2018: 579; 2019: 695; 2020: 695 | 567 | 2269 | 2019-01-18 | 2019-01-25 | 33 | 2019-01-22 | 174 | 06 Feb 17 - 31 Aug 18
| MM001 | RD | Yangon Waste to Energy plant by introducing power generation and avoidance of landfill gas emissions through combustion of municipal solid waste (MSW) | Myanmar | Yangon City Development Committee | JFE Engineering Corporation | Waste management & biomass utilisation | Methane avoidance Landfill gas (LFG) aeration | Republic of the Union of Myanmar Yangon Region Shwe Pyi Thar, Shwe Pyi Thar Township, Yangon City | N 17°01'03.3" 96°, E 05'38.4" | MM_AM001 Ver1.0 | 1. Energy industries (renewable - / non-renewable sources), 13. Waste handling and disposal | Landfill gas avoidance | New installation | JCM Model Project | 2015-06-30 | 2017-06-01 | 15 | Yes | 2 | 2015/10/13, 2016/3/6 | Local community(ies) | 2018-12-11 | 2019-01-09 | - | 2019-03-29 | TPE-MM-001 Japan Quality Assurance Organization | 2019-04-24 | 2020-01-16 | 26 | 267 | N/A |  |  |  |  | N/A | N/A | N/A | N/A | -1933 | -1853 | 262 | 1833 | 3030 | 3970 | 4728 | 5359 | 5897 | 6367 | 6785 | 7163 | 7509 | 7829 | 4067 | 56946
| MN001 | IC-2 | Installation of high-efficiency Heat Only Boilers in 118th School of Ulaanbaatar City Project | Mongolia | ANU-SERVICE CO.,LTD. | SUURI-KEIKAKU CO.,LTD. | Energy efficiency | Commercial & household | 8th Khoroo, Khan-Uul District, Ulaanbaatar City | N 47° 51' 42.3", E 106° 47' 43.3" | MN_AM002 Ver1.0 | 1. Energy industries (renewable-/non-renewable sources) | Boiler | New installation | JCM Model Project | 2013 | 2014-10-01 | 15 | Yes | 1 | 2014-06-28 | Neighbouring citizen(s); Related worker(s) | 2015-05-28 | 2015-06-26 | - | 2015-06-29 | TPE-MN-013 National Renewable Energy Centre (NREC) | 2015-06-29 | 2015-06-30 | 0 | 1 | N/A |  |  |  |  | 2013: N/A; 2014: N/A; 2015: 92; 2016: 92; 2017: 92; 2018: 92; 2019: 92; 2020: 92 | 92 | 552 | 2016-09-29 | 2016-09-30 | 10 | 2016-09-30 | 40 | 20 Sep 15 - 15 May 16 | 2018-11-06 | 2018-11-27 | 24 | 2018-11-07 | 94 | 20 Sep 16 - 15 May 18 | 2016-09-23 | TPE-MN-013 National Renewable Energy Center, Mongolia
| MN002 | IC-2 | Centralization of heat supply system by installation of high-efficiency Heat Only Boilers in Bornuur soum Project | Mongolia | ANU-SERVICE CO.,LTD | SUURI-KEIKAKU CO.,LTD. | Energy efficiency | Commercial & household | Bornuur soum, Tuv aimag | N 48° 27' 53", E 106° 15' 26" | MN_AM002 Ver1.0 | 1. Energy industries (renewable-/non-renewable sources) | Boiler | Replacement | JCM Model Project | 2013 | 2014-09-27 | 15 | Yes | 1 | 2013-09-26 | Central government officials; Local government official(s); Related worker(s) | 2015-05-28 | 2015-06-26 | - | 2015-06-29 | TPE-MN-013 National Renewable Energy Centre (NREC) | 2015-06-29 | 2015-06-30 | 0 | 1 | N/A |  |  |  |  | 2013: N/A; 2014: N/A; 2015: 206; 2016: 206; 2017: 206; 2018: 206; 2019: 206; 2020: 206 | 206 | 1236 | 2016-09-29 | 2016-09-30 | 22 | 2016-09-30 | 85 | 20 Sep 15 - 15 May 16 | 2018-11-06 | 2018-11-27 | 42 | 2018-11-29 | 166 | 20 Sep 16 - 15 May 18 | 2016-09-23 | TPE-MN-013 National Renewable Energy Center, Mongolia
| MN003 | IC-1 | Installation of 12.7 MW Solar Power Plant for Power Supply In Ulaanbaatar Suburb | Mongolia | Bridge LLC, Everyday Farm LLC | Farmdo Co., Ltd. | Renewable energy | Solar power | Songinokhairkhan district, Ulaanbaatar | N 48°2'06", E 106°30'59" | MN_AM003 Ver1.0 | 1. Energy industries (renewable-/non-renewable sources) | Solar photovoltaic (PV) system, Solar power plant | New installation | JCM Model Project | 2016 | 2017-06-01 | 20 | Yes | 2 | 2016/10/03-2016/10/04 | Central government officials; Local government official(s); Academic institution(s) | 2017-02-09 | 2017-03-10 | - | 2017-03-15 | TPE-MN-004 Japan Management Association | 2017-03-06 | 2017-05-26 | -9 | 81 | N/A | 2018-11-06 | Addition of capacity |  |  | N/A | N/A | N/A | N/A | 1016 | 12009 | 12009 | 12009 | 12009 | 12009 | 12009 | 12009 | 12009 | 12009 | 12009 | 12009 | 12009 | 12009 | 11223 | 157133 | 2018-11-06 | 2018-12-14 | 1776 | 2018-12-14 | 7104 | 26 Aug 17 - 31 May 18
| MN004 | IC-1 | 10MW Solar Power Project in Darkhan City | Mongolia | Solar Power International LLC | Sharp Corporation | Renewable energy | Solar power | Darkhan City, Darkhan-Uul Province | N 49° 24'07.24", E 105°56'41.78" | MN_AM003 Ver1.0 | 1. Energy industries (renewable-/non-renewable sources) | Solar photovoltaic (PV) system, Solar power plant | New installation | JCM Model Project | 2016 | 2017-01-01 | 17 | Yes | 1 | 2016-12-12 | Central government officials; Local government official(s); Related company(ies) | 2017-02-09 | 2017-03-10 | - | 2017-03-29 | TPE-MN-004 Japan Management Association (JMA) | 2017-04-03 | 2017-05-26 | 5 | 53 | N/A |  |  |  |  | N/A | N/A | N/A | N/A | 11221 | 11221 | 11221 | 11221 | 11221 | 11221 | 11221 | 11221 | 11221 | 11221 | 11221 | 11221 | 11221 | 11221 | 11221 | 157094 | 2017-10-24 | 2017-10-24 | 1789 | 2017-10-24 | 7158 | 01 Jan 17 - 31 Jul 17 | [6 empty] | 2017-10-03 | TPE-MN-007 Lloyd’s Register Quality Assurance Limited
| MN005 | IC-1 | A High Efficiency and Low Loss Power Transmission and Distribution System in Mongolia | Mongolia | National Power Transmission Grid, State Owned Stock Company (NPTG) | Hitachi, Ltd. | Energy efficiency | Power distribution grid | Ömnögovi and Dornogovi provinces | (1) Ömnögovi province: N 43°06'26.4'', E 106°46'10.0''; (2) Dornogovi province: N 43°52'46.5", E108°20'27.5" | MN_AM001 Ver1.0 | 1. Energy industries (renewable-/non-renewable sources) | Transmission and Distribution line system | New installation and replacement | JCM Demonstration Project | 2013 | 2017-10-01 | 14 | Yes | 1 | 2017-04-19 | Central government official(s); Academic institution management | 2017-06-07 | 2017-07-06 | - | 2017-08-02 | TPE-MN-007 Lloyd’s Register Quality Assurance Limited | 2017-08-23 | 2017-11-16 | 21 | 85 | N/A |  |  |  |  | N/A | N/A | N/A | N/A | 12 | 25 | 93 | 441 | 441 | 441 | 441 | 441 | 685 | 685 | 685 | 685 | 685 | 779 | 467 | 6539 | 2019-05-17 | 2019-05-17 | 1 | N/A | 0 | 02 Dec 17 - 31 Dec 18
| MV001 | IC-1 | Solar Power on Rooftop of School Building Project | Maldives | Villa Educational Services Private Ltd. | Pacific Consultants Co., Ltd. | Renewable energy | Solar power | Rah’debau Hingun, Male, Male City | N 4° 10' 10.3'', E 73° 30' 32.5" | MV_AM001 Ver1.0 | 1. Energy industries (renewable-/non-renewable sources) | Solar photovoltaic (PV) system, - | New installation | JCM Model Project | 2014-11-13 | 2017-09-02 | 10 | No | 1 | 2017-09-27 | Local government official(s); Related company(ies) | 2018-02-28 | 2018-03-29 | - | 2018-06-13 | TPE-MV-002 Lloyd’s Register Quality Assurance Limited | 2018-06-21 | 2018-07-15 | 8 | 24 | N/A |  |  |  |  | 2013: N/A; 2014: N/A; 2015: N/A; 2016: N/A; 2017: 49; 2018: 156; 2019: 156; 2020: 156 | 129 | 517 | 2019-07-10 | 2019-07-10 | 77 | 2019-07-11 | 78 | 02 Sep 17 - 30 Nov 18
| PW001 | IC-1 | Small scale solar power plants for commercial facilities in island states | Palau | Subproject 1: Western Caroline Trading Company Subproject 2: Surangel and Sons Company | Pacific Consultants Co., Ltd. (PCKK), InterAct Inc. | Renewable energy | Solar power | Koror State | Subproject 1: N 7° 21’ 01.9”, E 134° 28’ 48.4” Subproject 2: N 7° 20’ 30.6”, E 134° 28’ 41.9” | PW_AM001 Ver1.0 | 1. Energy industries (renewable-/non-renewable sources) | Solar photovoltaic (PV) system | New installation | JCM Model Project | 2013 | 2014-10-23 | 20 | No | 2 | 28/10/2014 - 29/10/2014 | Academic institution management; User(s) | 2015-03-04 | 2015-04-02 | - | 2015-04-06 | TPE-PW-002 Japan Management Association | 2015-04-06 | 2015-04-21 | 0 | 15 | N/A |  |  |  |  | 2013: N/A; 2014: 36; 2015: 259; 2016: 259; 2017: 259; 2018: 259; 2019: 259; 2020: 259 | 227 | 1590 | 2016-12-19 | 2016-12-22 | 74 | 2016-12-22 | 222 | 23 Oct 14 - 30 Nov 15 | [6 empty] | 2016-01-22 | TPE-PW-002 Japan Management Association
| PW002 | IC-1 | Small Scale Solar Power Plants for Schools in Island States | Palau | Palau Adventist Schools | Pacific Consultants Co., Ltd. (PCKK) | Renewable energy | Solar power | [Site A] Madalaii Hamlet, Koror State [Site B] Ngerikiil Hamlet, Airai State | Site A: N 7°20'29", E 134°28'36" Site B: N 7°22'31", E 134°33'28" | PW_AM001 Ver1.0 | 1. Energy industries (renewable-/non-renewable sources) | Solar photovoltaic (PV) system | New installation and replacement | JCM Model Project | 2015-02-24 | 2016-02-08 | 20 | No | 1 | 2015-09-14 | Company management(s); User(s) | 2016-02-18 | 2016-03-18 | - | 2016-03-25 | TPE-PW-002 Japan Management Association | 2016-03-25 | 2016-07-12 | 0 | 109 | N/A |  |  |  |  | 2013: N/A; 2014: N/A; 2015: N/A; 2016: 99; 2017: 111; 2018: 111; 2019: 111; 2020: 111 | 108 | 543 | 2018-01-30 | 2018-02-08 | 37 | 2018-01-30 | 108 | 08 Feb 16 - 31 Jul 17 | [6 empty] | 2016-03-25 | TPE-PW-002 Japan Management Association
| PW003 | IC-1 | Small Scale Solar Power Plants for Commercial Facilities in Island States II | Palau | Subproject 1, 2: Western Caroline Trading Company Subproject 3: Palau Investment Development Company | Pacific Consultants Co., Ltd. (PCKK) | Renewable energy | Solar power | [Subproject 1] Malakal Hamlet [Subproject 2] Ngerbeched Hamlet [Subproject 3] Ngerchemai Hamlet Koror State | Subproject 1: N 7°20'6", E 134°27'19" Subproject 2: N 7°20'28", E 134°28'20" Subproject 3: N 7°20'45", E 134°29'28" | PW_AM001 Ver1.0 | 1. Energy industries (renewable-/non-renewable sources) | Solar photovoltaic (PV) system | New installation and replacement | JCM Model Project | 2015-02-24 | [Subproject 1] 21/01/2016 [Subproject 2] 26/01/2016 [Subproject 3] 06/02/2016 | 20 | No | 2 | 2015-09-15 | Company management(s); User(s) | 2016-02-18 | 2016-03-18 | - | 2016-03-25 | TPE-PW-002 Japan Management Association | 2016-03-25 | 2016-07-12 | 0 | 109 | N/A |  |  |  |  | 2013: N/A; 2014: N/A; 2015: N/A; 2016: 299; 2017: 320; 2018: 320; 2019: 320; 2020: 320 | 315 | 1579 | 2018-01-30 | 2018-02-08 | 111 | 2018-01-30 | 329 | 21 Jan 16 - 31 Jul 17 | [6 empty] | 2017-10-24 | TPE-PW-001 Lloyd's Register Quality Assurance Limited (LRQA)
| PW004 | RD | Introduction of 0.4MW Rooftop Solar Power System in Supermarket and Hotel | Palau | Western Caroline Trading Company (WCTC) | Sharp Energy Solutions Corporation | Renewable energy | Solar power, Commercial & household | Koror State [Site A] Main Street, Medalaii [Site B] Lebuu Street | Site A: N 7°20'32.8" and E 134°28'40.7" Site B: N 7°20'36.4" and E 134°28'45.9" | PW_AM001 Ver1.0 | 1. Energy industries (renewable-/non-renewable sources) | Solar photovoltaic (PV) system | New installation | JCM Model Project | 2018-06-25 | 2020-06-30 | 10 | No | 1 | 2019-11-11 | Central government official(s); Related company(ies); Local government official(s) | 2020-01-28 | 2020-02-26 | - | 2020-03-19 | TPE-PW-002 Japan Management Association | 2021-01-21 | 2021-07-11 | 308 | 171 | N/A | [11 empty] | 138 | 285 | 285 | 285 | 285 | 285 | 285 | 285 | 285 | 285 | 147
| SA001 | IC-1 | Introduction of High Efficiency Electrolyzer in Chlor-Alkali Production Plant | Saudi Arabia | Jubail Chemical Industries Company (JANA) | Kanematsu Corporation | Energy efficiency | Factory | Jubail Industrial City-31961, Eastern Province | N 27° 00' 47.03", E 49° 32' 33.87" | SA_AM001 Ver1.0 | 3. Energy demand | Electrolyzer | Replacement | JCM Model Project | 2016-01-12 | 2017-01-25 | 5 | No | 1 | 2017-10-31 | Company employee(s); Related company(ies) | 2018-01-30 | 2018-02-28 | - | 2018-03-20 | TPE-SA-001 Japan Quality Assurance Organization | 2018-03-26 | 2018-07-13 | 6 | 109 | N/A |  |  |  |  | 2013: N/A; 2014: N/A; 2015: N/A; 2016: N/A; 2017: 3073; 2018: 3289; 2019: 3289; 2020: 3289; 2021: 3289; Emission Reductions (ER, tCO2e) 2022: 216 | 2740 | 16445 | 2020-03-05 | - | 2226 | 2020-03-10 | 3074 | 25 Jan 17 - 31 Aug 18
| TH001 | IC-1 | Introduction of Solar PV Systems on Rooftops of Factory and Office Building | Thailand | Siam Steel International Public Company Limited | Pacific Consultants Co., Ltd. (PCKK) | Renewable energy | Solar power | 51 Moo 2, Poochao Rd., Bangyaprak, Phrapradaeng | Site A: N 13° 38' 47" and E 100° 32' 55" Site B: N 13° 39' 01" and E 100° 33' 01" | TH_AM001 Ver1.0 | 1. Energy industries (renewable-/non-renewable sources) | Solar photovoltaic (PV) system | New installation | JCM Model Project | 2015-06-30 | [Site A] 27/06/2016 [Site B] 20/06/2016 | 10 | No | 1 | 2016-07-11 | Company employee(s); Related worker(s) | 2017-07-06 | 2017-08-04 | - | 2017-08-08 | TPE-TH-001 Lloyd's Register Quality Assurance Limited (LRQA) | 2017-08-08 | 2017-08-21 | 0 | 13 | N/A |  |  |  |  | 2013: N/A; 2014: N/A; 2015: N/A; 2016: 236; 2017: 491; 2018: 491; 2019: 491; 2020: 491 | 440 | 2200 | 2018-04-20 | 2018-04-30 | 149 | 2018-04-23 | 151 | 20 Jun 16 - 01 Oct 17 | [6 empty] | 2018-01-28 | TPE-TH-001 Lloyd's Register Quality Assurance Limited (LRQA)
| TH002 | IC-1 | Reducing GHG emission at Textile Factory of Luckytex (Thailand) Public Company Limited by Upgrading to Air-saving Loom | Thailand | Luckytex (Thailand) Public Company Limited | Toray Industries, Inc. | Energy efficiency | Factory | Mill-1, 38 Moo 14, Suksawad Road, Amphur Phrapradaeng 10130, Samutprakarn | N 13°39'25.7", E 100°31'08.5" | TH_AM004 Ver1.0 | 3. Energy demand | Air jet loom | Replacement | JCM Model Project | 2015-06-30 | 2016-01-29 | 7 | No | 1 | 2017-12-13 | Company employee(s); Central government official(s) | 2018-02-06 | 2018-03-07 | - | 2018-03-08 | TPE-TH-003 Japan Quality Assurance Organization | 2018-03-09 | 2018-04-20 | 1 | 42 | N/A |  |  |  |  | N/A | N/A | N/A | 6 | 37 | 390 | 390 | 390 | 390 | 390 | 32 | [7 empty] | 253 | 2025 | 2020-09-28 | 2020-10-28 | 252 | 2020-10-13 | 252 | 29 Jan 16 - 31 Oct 18
| TH003 | IC-1 | Installation of High Efficiency Air Conditioning System and Chillers in Semiconductor Factory | Thailand | Sony Device Technology (Thailand) Co., Ltd. | Sony Semiconductor Manufacturing Corporation | Energy efficiency | Factory | Tambol Bangkadi Amphur Muang, Pathumthani | N 13°58'47.6", E 100°33'23.0" | TH_AM003 Ver1.0 TH_AM006 Ver1.0 | 3. Energy demand | Chiller | New installation | JCM Model Project | 2016-01-12 | 2017-04-01 | 8 | No | 1 | 2016-11-22 | Company employee(s); Central government official(s) | 2018-02-17 | 2018-03-18 | - | 2018-03-22 | TPE-TH-003 Japan Quality Assurance Organization | 2018-04-04 | 2018-04-20 | 13 | 16 | N/A |  |  |  |  | N/A | N/A | N/A | N/A | 2820 | 3744 | 3744 | 3744 | 3744 | 3744 | 3744 | 3744 | 922 | [5 empty] | 3327 | 29950 | 2019-08-02 | 2019-08-05 | 1202 | 2019-08-05 | 1202 | 01 Apr 17 - 31 Dec 17
| TH004 | IC-1 | Energy Saving for Semiconductor Factory with High Efficiency Centrifugal Chiller and Compressor | Thailand | Sony Device Technology (Thailand) Co., Ltd. | Sony Semiconductor Manufacturing Corporation | Energy efficiency | Factory | Tambol Bangkadi Amphur Muang, Pathumthani | N 13°58'47.6", E 100°33'23.0" | TH_AM003 Ver1.0 TH_AM002 Ver2.0 | 3. Energy demand | Chiller | New installation | JCM Model Project | 2016-01-12 | 2017-04-01 | 8 | No | 1 | 2016-11-22 | User(s); Local government official(s) | 2018-02-17 | 2018-03-18 | - | 2018-03-22 | TPE-TH-003 Japan Quality Assurance Organization | 2018-04-04 | 2018-04-20 | 13 | 16 | N/A |  |  |  |  | N/A | N/A | N/A | N/A | 274 | 365 | 365 | 365 | 365 | 365 | 365 | 365 | 89 | [5 empty] | 324 | 2918 | 2019-08-02 | 2019-08-05 | 57 | 2019-08-05 | 58 | 01 Apr 17 - 31 Dec 17
| TH005 | IC-1 | Introduction of 3.4MW Rooftop Solar Power System to Air-conditioning Parts Factories | Thailand | SNC Former Public Co., Ltd. | Sharp Energy Solutions Corporation | Renewable energy | Solar power | The Kingdom of Thailand Rayong Province Moo 2, Tambon Makhamkoo, Amphur Nikhomphatthana | N 12°53'05.2", E 101°05'38.7" | TH_AM001 Ver1.0 | 1. Energy industries (renewable-/non-renewable sources) | Solar photovoltaic (PV) system, Solar power plant | New installation | JCM Model Project | 2016 | 2017-12-01 | 10 | No | 1 | 2017-11-20 | Thailand JCM Secretariat; Related company(ies); Local government official(s) ; Neighboring citizen(s) | 2018-03-28 | 2018-04-26 | - | 2018-07-26 | TPE-TH-001 Lloyd's Register Quality Assurance Limited (LRQA) | 2018-09-03 | 2019-01-14 | 39 | 133 | N/A |  |  |  |  | N/A | N/A | N/A | N/A | 98 | 1179 | 1179 | 1179 | 1179 | 1179 | 1179 | 1179 | 1179 | 1179 | 1081 |  |  |  | 1071 | 11790 | 2020-09-28 | 2020-10-28 | 355 | 2020-10-13 | 354 | 01 Dec 17 - 31 Dec 18
| TH006 | RD | Power Generation by Waste Heat Recovery in Cement Industry | Thailand | Siam City Power Company Limited | NTT Data Institute of Management Consulting Inc. | Energy efficiency | Factory | The Kingdom of Thailand Saraburi Province 18260 99 Moo 9 and 219 Moo 5, Mittraparb Road Km. 129-131 Tambon Thap Kwang, Amphor Kangkoy, Saraburi Province | N 14°37'24.8", E 101°05'43.7" | TH_AM007 Ver1.0 | 3. Energy demand; 4. Manufacturing industries | Power generation by waste heat recovery | New installation | JCM Model Project | 2016-07-15 | 2018-03-28 | 15 | Yes | 1 | 2017-11-08 | Related company(ies) | 2018-09-26 | 2018-10-25 | - | 2019-02-27 | TPE-TH-001 Lloyd's Register Quality Assurance Limited (LRQA) | 2019-03-06 | 2019-08-02 | 7 | 149 | N/A |  |  |  |  | N/A | N/A | N/A | N/A | N/A | 22737 | 29746 | 29746 | 29746 | 29746 | 29746 | 29746 | 29746 | 29746 | 29746 | 29746 | 29746 | 29746 | 29206 | 379689
| TH008 | RD | Introduction of Heat Recovery Heat Pumps to a Chicken Slaughtering Plant in Thailand | Thailand | CPF (Thailand) Public Company Limited | CPF Japan Co., Ltd. | Energy efficiency | Factory | Chok Chai, Nakhonratchasima Province | N 14°44ʹ34.10ʺ, E 102°12ʹ50.82ʺ | TH_AM008 Ver1.0 | 3. Energy demand | Hear recovery heat pump | New installation | JCM Model Project | 2016-10-21 | 2018-01-01 | 10 | No | 1 | 2017-10-31 | Central government official(s); Thailand Grennhouse Gas Management Organisation (TGO); Academic institution(s); Related company(ies); Related worker(s) | 2019-09-19 | 2019-10-18 | - | 2020-03-05 | TPE-TH-003 Japan Quality Assurance Organization | 2020-03-09 | 2021-09-20 | 4 | 560 | N/A |  |  |  |  | 2018: 942; 2019: 942; 2020: 942; 2021: 942; Emission Reductions (ER, tCO2e) 2022: 942; Emission Reductions (ER, tCO2e) 2023: 942; Emission Reductions (ER, tCO2e) 2024: 942; Emission Reductions (ER, tCO2e) 2025: 942; Emission Reductions (ER, tCO2e) 2026: 942; Emission Reductions (ER, tCO2e) 2027: 942
| TH009 | RD | Introduction of 30MW Rooftop Solar Power System to Large Supermarkets | Thailand | Impact Electrons Siam Co., Ltd.; Impact Solar Limited | Sharp Energy Solutions Corporation | Renewable energy | Commercial & household | 37 locations (see PDD) | 37 locations (see PDD) | TH_AM001 Ver1.0 | 1. Energy industries (renewable-/non-renewable sources) | Solar photovoltaic (PV) system | New installation | JCM Model Project | 2017-01-12 | 2018-08-01 | 17 | No | 1 | 2018-11-30 | JCM Secretariat; Related company(ies) | 2019-11-14 | 2019-12-13 | - | 2020-02-04 | TPE-TH-003 Japan Quality Assurance Organization | 2020-02-12 | 2020-03-27 | 8 | 44 | N/A |  |  |  |  | N/A | N/A | N/A | N/A | N/A | 5572 | 13293 | 13293 | 13293 | 13293 | 13293 | 13293 | 13293 | 13293 | 13293 | 13293 | 13293 | 13293 | 12699 | 165088
| TH014 | RD | Introduction of 5MW Floating Solar Power System on Industrial Water Reservoir in Thailand | Thailand | TSB Bangkok Co., Ltd. | TSB Co., Ltd. | Renewable energy | Factory | Kabinburi Province Kabinburi Industrial Zone | N14°03'35.1" E101°50'54.6" | TH_AM001 Ver1.0 |  | Solar photovoltaic (PV) system | New installation | JCM Model Project | 2016-10-31 | 2020-01-20 | 17 | No | 1 |  | Related company(ies), Thailand Grennhouse Gas Management Organisation (TGO) | 2020-02-20 | 2020-03-20 | - | 2020-03-26 | TPE-TH-003 Japan Quality Assurance Organization | 2020-04-06 | 2020-09-28 | 44102 | 175 | [5 empty] | N/A | N/A | N/A | N/A | N/A | N/A | N/A | 2419 | 2552 | 2552 | 2552 | 2552 | 2552 | 2552 | 2552 | 2552 | 2552 | 2552 | 2539 | 27939
| VN001 | IC-1 | Eco-Driving by Utilizing Digital Tachograph System | Viet Nam | Nippon Express (Viet Nam) Co., Ltd. | Nippon Express Co., Ltd. | Transportation | Others | [Hanoi] Quang Minh Warehouse, Me Linh, Quang Minh IP [Ho Chi Minh] Song Than Logistics Center, Song Than II Industrial Zone, Di An District, Binh Duong Province | Hanoi: N 21°11' 47", E 105°45'58" Ho Chi Minh: N 10°53' 51", E 106°45'04" | VN_AM001 Ver1.0 | 7. Transport | Digital tachograph system | New installation | JCM Model Project | 2013 | 2015-08-01 | 10 | No | 8 | 25/01/2015 - 05/06/2015 | Company management(s); Central government official(s) | 2015-06-12 | 2015-07-11 | - | 2015-07-22 | TPE-VN-001 Lloyd’s Register Quality Assurance Limited | 2015-07-29 | 2015-08-04 | 7 | 6 | N/A |  |  |  |  | 2013: N/A; 2014: N/A; 2015: 134; 2016: 324; 2017: 324; 2018: 324; 2019: 324; 2020: 324 | 292 | 1754 | 2017-10-10 | 2018-07-09 | 58 | 2017-10-10 | 230 | 01 Aug 15 - 30 Jun 16 | [6 empty] | 2017-08-28 | TPE-VN-001 Lloyd’s Register Quality Assurance Limited
| VN002 | IC-1 | Promotion of green hospitals by improving efficiency / environment in national hospitals in Vietnam | Viet Nam | Energy Conservation Center Ho Chi Minh City (ECC) | Mitsubishi Electric Corporation, Mitsubishi Corporation, Mitsubishi UFJ Morgan Stanley Securities Co., Ltd. | Energy efficiency | Commercial & household | [Ho Chi Minh City] People’s Hospital 115, Ward 12, District 10 [Hanoi] Viet Duc Hospital, Hoan Kiem District | Ho Chi Minh City: N 10° 46' 29.42", E 106° 40' 2.69" Hanoi: N 21° 1' 38.40", E 105° 50' 49.31" | VN_AM002 Ver1.0 | 3. Energy demand | Air conditioning control system | New installation and replacement | JCM Demonstration Project | 2013 | 2015-08-06 | 10 | No | 1 | 2014-09-17 | Company management(s); Central government official(s) | 2015-07-24 | 2015-08-22 | - | 2015-08-31 | TPE-VN-001 Lloyd’s Register Quality Assurance Limited | 2015-09-02 | 2015-11-30 | 2 | 89 | N/A |  |  |  |  | 2013: N/A; 2014: N/A; 2015: 223; 2016: 574; 2017: 574; 2018: 574; 2019: 574; 2020: 574 | 515 | 3093 | 2018-08-15 | 2018-08-15 | 193 | 2018-08-16 | 685 | 06 Aug 15 - 31 Oct 16 | [6 empty] | 2017-03-01 | TPE-VN-001 Lloyd’s Register Quality Assurance Limited
| VN003 | IC-1 | Low carbon hotel project in Vietnam: Improving the energy efficiency of commercial buildings by utilization of high efficiency equipment | Viet Nam | Hochiminh City University of Natural Resources and Environment (HCMUNRE) | Hibiya Engineering, Ltd., Mitsubishi UFJ Morgan Stanley Securities Co., Ltd. | Energy efficiency | Commercial & household | [Location 1] Hotel Nikko Hanoi: 84 Tran Nhan Tong Street, Hanoi [Location 2] Renaissance Riverside Hotel Saigon: 8-15 Ton Duc Thang Street, District 1, Ho Chi Minh City | Location 1_Hotel Nikko Hanoi: N 21゜01'04.72", E 105゜50'31.05" Location 2_Renaissance Riverside Hotel Saigon: N 10゜46'31.80", E 106゜41'50.50" | VN_AM003 ver1.0 | 3. Energy demand | Boiler, Heat pump, LED lighting | Replacement | JCM Demonstration Project | 2013 | 2016-04-01 | 10 | No | 1 | 2014-09-17 | Company management(s); Central government official(s) | 2015-12-05 | 2016-01-03 | - | 2016-02-25 | TPE-VN-002 Japan Quality Assurance Organization | 2016-02-25 | 2016-05-15 | 0 | 80 | N/A |  |  |  |  | 2013: N/A; 2014: N/A; 2015: N/A; 2016: 207; 2017: 289; 2018: 289; 2019: 289; 2020: 289 | 272 | 1363 | 2018-08-15 | 2018-08-15 | 80 | 2018-08-16 | 181 | 01 Apr 16 - 31 May 17 | [6 empty] | 2017-09-14 | TPE-VN-002 Japan Quality Assurance Organization
| VN004 | IC-1 | Introduction of amorphous high efficiency transformers in power distribution systems in the southern part of Viet Nam | Viet Nam | EVN Southern Power Corporation (EVNSPC) | YUKO-KEISO Co., Ltd. | Energy efficiency | Power distribution grid | 19 provinces: An Giang, Ba Ria-Vung Tau, Bac Lieu, Ben Tre, Binh Duong, Binh Phuoc, Binh Thuan, Ca Mau, Can Tho (City), Dong Thap, Hau Giang, Kien Giang, Long An, Ninh Thuan, Soc Trang, Tay Ninh, Tien Giang, Tra Vinh, Vinh Long | ①: S 10°22'56.8", E 105°26'09.5" ②: S 10°20'49.7", E 107°04'34.7" ③: S 9°17'45.0", E 105°43'34.9" ④: S 10°16'13.4", E 106°21'29.5" ⑤: S 10°57'58.4", E 106°40'08.3" ⑥: S 11°31'44.0", E 106°52'17.5" ⑦: S 10°56'53.2", E 108°06'37.7" ⑧: S 9°10'46.5", E 105°08'46.3" ⑨: S 10°02'18.9", E 105°47'14.0" ⑩: S 10°27'32.4", E 105°38'26.9" ⑪: S 9°46'25.2", E 105°27'18.6" ⑫: S 10°00'13.8", E 105°04'58.7" ⑬: S 10°32'31.7", E 106°24'42.8" ⑭: S 11°33'50.2", E 109°00'35.5" ⑮: S 9°35'47.0", E 105°58'27.9" ⑯: S 11°18'35.1", E 106°06'21.2" ⑰: S 10°21'24.5", E 106°22'21.0" ⑱: S 9°56'13.7", E 106°20'39.6" ⑲: S 10°15'30.3", E 105°57'10.6" | VN_AM005 ver.1 | 2. Energy distribution | Transformer | New installation and replacement | JCM Model Project | 2016-01-12 | 2016-01-01 | 18 | No | 2 | 16/11/2015 - 17/11/2015 | Company management(s); User(s); Academic institution(s) | 2016-02-19 | 2016-03-19 | 1 | 2016-03-22 | TPE-VN-001 Lloyd’s Register Quality Assurance Limited | 2016-03-22 | 2016-05-15 | 0 | 54 | N/A |  |  |  |  | 2013: N/A; 2014: N/A; 2015: N/A; 2016: 610; 2017: 610; 2018: 610; 2019: 610; 2020: 610 | 610 | 3050 | 2017-10-10 | 2018-07-09 | 75 | 2017-10-10 | 76 | 01 Jan 16 - 31 Mar 16 | [6 empty] | 2017-03-08 | TPE-VN-001 Lloyd’s Register Quality Assurance Limited
| VN005 | IC-1 | Introduction of High Efficiency Air-conditioning in Hotel | Viet Nam | Peace Real Estate Investment Company Limited | NTT DATA INSTITUTE OF MAN/AGEMENT CONSULTING, Inc. | Energy efficiency | Commercial & household | Hanoi City | N 21°03'04.7", E 105°78'54.9" | VN_AM006 Ver1.0 | 3. Energy demand | Air conditioning control system | New installation | JCM Model Project | 2015-06-30 | 2016-10-06 | 10 | No | 1 | 2016-11-25 | Company management(s); User(s); Association(s) | 2017-02-18 | 2017-03-19 | 1 | 2017-03-24 | TPE-VN-002 Japan Quality Assurance Organization (JQA) | 2017-03-28 | 2017-10-10 | 4 | 196 | N/A |  |  |  |  | 2013: N/A; 2014: N/A; 2015: N/A; 2016: 222; 2017: 935; 2018: 935; 2019: 935; 2020: 935 | 792 | 3962 | 2019-05-28 | 2019-05-28 | 56 | 2019-05-28 | 133 | 06 Oct 16 - 30 Sep 17
| VN006 | IC-1 | Energy saving and work efficiency improvement by introducing a new chip-on-board LED system in Vietnam | Viet Nam | Department of Science and Technology of Quang Tri Province (DOST) | Stanley Electric Co., Ltd. | Energy efficiency | Commercial & household | Dong ha City, Quang Tri Province | N 16°49'49.0", E 107°05'50.0" | VN_AM008 ver1.0 | 3. Energy demand | LED lighting | Replacement | JCM Demonstration Project | 2014 | 2017-03-24 | 8 | No | 3 | 2017-06-22 | Company management(s); User(s) | 2017-11-18 | 2017-12-17 | - | 2018-01-11 | TPE-VN-002 Japan Quality Assurance Organization (JQA) | 2018-01-11 | 2018-08-15 | 0 | 216 | N/A |  |  |  |  | 2013: N/A; 2014: N/A; 2015: N/A; 2016: N/A; 2017: 658; 2018: 878; 2019: 878; 2020: 878 | 823 | 3292 | 2019-07-19 | 2019-07-19 | 15 | 2019-07-23 | 128 | 24 Mar 17 - 31 Dec 17
| VN007 | RD | Introduction of Solar PV System at shopping mall in Ho Chi Minh | Viet Nam | AEON VIETNAM CO., LTD. | AEON RETAIL CO., LTD. | Renewable energy | Solar photovoltaic (PV) | Lot PT1, Hi-tech Healthcare Park, 532A Kinh Duong Vuong, Binh Tri Dong B ward, Binh Tan District, Ho Chi Minh City | N 10° 44' 34.4", E 106° 36' 41.9" | VN_AM007 Ver1.0 | 1. Energy industries (renewable-/non-renewable sources) | Solar photovoltaic (PV) system | New installation | JCM Model Project | 2016-01-12 | 2016-07-01 | 9 | No | 1 | 2017-09-05 | Company management(s); User(s) | 2017-12-08 | 2018-01-06 | - | 2018-02-21 | TPE-VN-002 Japan Quality Assurance Organization (JQA) | 2018-03-12 | 2018-08-15 | 19 | 156 | N/A |  |  |  |  | 2013: N/A; 2014: N/A; 2015: N/A; 2016: 62; 2017: 125; 2018: 125; 2019: 125; 2020: 125 | 112 | 562
VN008 | VN008 | IC-1 | Introduction of Amorphous High Efficiency Transformers in Southern and Central Power Grids | Viet Nam | EVN Southern Power Corporation, EVN Central Power Corporation, Da Nang Power Company Ltd., Ho Chi Minh City Power Corporation | YUKO-KEISO Co., Ltd. | Energy efficiency | Power distribution grid | 34 locations of headquarters of each regional and district power companies | 34 locations of headquarters of each regional and district power companies | VN_AM005 Ver1.0 | 2. Energy distribution | Transformer | New installation and replacement | JCM Model Project | 2017-06-26 | 2017-05-13 | 18 | No | 2 | 2017-08-03 | Company management(s); User(s) | 2017-12-08 | 2018-01-06 | - | 2018-03-13 | TPE-VN-003-Japan Management Association (JMA) | 2018-03-14 | 2018-08-15 | 1 | 154 | N/A |  |  |  |  | 2013: N/A; 2014: N/A; 2015: N/A; 2016: N/A; 2017: 2480; 2018: 3885; 2019: 3885; 2020: 3885 | 3533 | 14135 | 2019-10-11 | 2019-10-15 | 1238 | 2019-10-15 | 1239 | 13 May 17 - 31 Dec 17
| VN009 | IC-1 | Introduction of Energy-Efficient Air Conditioners in RICOH IMAGING PRODUCTS (Vietnam) CO., LTD | Viet Nam | RICOH IMAGING PRODUCTS (Vietnam) CO., LTD. | RICOH COMPANY, LTD. | Energy efficiency | Factory | lot A7, Sai Dong B Industrial Zone, Long Bien District, Hanoi | N 21°01'41.2", E 105°54'23.2" | VN_AM006 Ver1.0 | 3. Energy demand | Air conditioning control system | Replacement | JCM Model Project | 2015-06-30 | 2017-12-06 | 9 | No | 1 | 2017-09-21 | Company management(s); User(s) | 2017-12-16 | 2018-01-14 | - | 2018-02-21 | TPE-VN-002 Japan Quality Assurance Organization | 2018-03-08 | 2018-08-15 | 15 | 160 | N/A |  |  |  |  | 2013: N/A; 2014: N/A; 2015: N/A; 2016: N/A; 2017: 10; 2018: 147; 2019: 147; 2020: 147 | 112 | 451 | 2019-10-11 | 2019-10-15 | 9 | 2019-10-15 | 19 | 06 Dec 17 - 30 Nov 18
| VN010 | RD | Installation of Container Formation Facility at Lead Acid Battery Factory of Hitachi Chemical Energy Technology (Vietnam) Co., Ltd. | Viet Nam | Hitachi Chemical Energy Technology (Vietnam) Co., Ltd. | Hitachi Chemical Co., Ltd. | Energy efficiency | Factory | Dong Nai Province Nhon Trach 3 IP, Second Phase, Nhon Trach District | N 10°42’25.4”, E 106°56’55.3” | VN_AM009 Ver1.1 | 3. Energy demand | Container formation | Replacement | JCM Model Project | 2015 | 2018-04-01 | 9 | Yes | 1 | 2017-12-07 | Company management(s) | 2018-09-20 | 2018-10-19 | - | 2018-11-06 | TPE-VN-002 Japan Quality Assurance Organization | 2018-12-04 | 2019-05-28 | 28 | 175 | [5 empty] | 2013: N/A; 2014: N/A; 2015: N/A; 2016: N/A; 2017: N/A; 2018: 2869; 2019: 3825; 2020: 3825 | 3506 | 10519
| VN011 | RD | Installation of Energy Saving Equipment in Lens Factory | Viet Nam | HOYA LENS VIETNAM LTD | HOYA CORPORATION | Energy efficiency | Factory | Binh Duong Province 20 VSIP 2 Street 4, Viet Nam Singapore Industrial Park 2, Hoa Phu Ward, Thu Dau Mot City | N 11°04'55.7", E 106°40'56.6" | VN_AM011 Ver1.0 VN_AM012 Ver1.0 | 3. Energy demand | Heat pump | New installation | JCM Model Project | 2016 | 2017-12-01 | 9 | No | 1 | 2017-09-22 | Related company(ies); Company employee(s); Company management(s) | 2018-11-21 | 2018-12-20 | - | 2019-03-22 | TPE-VN-001 Lloyd’s Register Quality Assurance Limited | 2019-04-11 | 2019-05-28 | 20 | 47 | [5 empty] | 2013: N/A; 2014: N/A; 2015: N/A; 2016: N/A; 2017: 93; 2018: 1176; 2019: 1220; 2020: 1220 | 927 | 3709
| VN012 | RD | Introduction of High Efficiency Water Pumps in Da Nang City | Viet Nam | Danang Water Supply Joint Stock Company (DAWACO) | Yokohama Water Co., Ltd. | Energy efficiency | Public facility | Da Nang city, Cam Le district, West Hoa ward | N 16°00'06.3", E 108°11'17.8" | VN_AM013 Ver1.0 | 3. Energy demand | Water pump | New installation | JCM Model Project | 2016 | 2017-10-17 | 18 | No | 1 | 2017-09-22 | Related company(ies); Company employee(s); Company management(s) | 2018-12-04 | 2019-01-02 | - | 2019-03-20 | TPE-VN-002 Japan Quality Assurance Organization | 2019-04-04 | 2019-05-28 | 15 | 54 | [5 empty] | 2013: N/A; 2014: N/A; 2015: N/A; 2016: N/A; 2017: 184; 2018: 738; 2019: 738; 2020: 738 | 599 | 2398
| VN013 | RD | Introduction of Amorphous High Efficiency Transformers in Northern, Central and Southern Power Grids | Viet Nam | EVN Southern Power Corporation; EVN Hanoi; Khanh Hoa Power Joint Stock Company; Dong Nai Power Company | Yuko-Keiso Co., Ltd. | Energy efficiency | Supply side | 1. EVN Southern Power Corporation (EVNSPC) Ward, District 1, HCMC, Ho Chi Minh City; 2. EVN Hanoi (EVNHN) Hoan Kiem District, Hanoi, Hanoi; 3. Khanh Hoa Power Joint Stock Company (KHPC) Nha Trang City, Khanh Hoa Province; 4. Dong Nai Power Company (Dong Nai PC) Bien Hoa City, Dong Nai Province | ①：N 10°46'40.7", E 106°42'15.7" ②：N 21°01'45.7", E 105°51'14.7" ③：N 12°14'59.7", E 109°11'27.3" ④：N 10°58'01.9", E 106°51'22.4" | VN_AM005 Ver1.0 | 2. Energy distribution | Transformer, Electricity distribution grid | Replacement | JCM Model Project | 2016 | 2018-01-01 | 18 | No | 3 | 1. 2018/8/31 2. 2018/9/4 3. 2018/9/7 | Company employee(s); Company management(s) | 2019-01-24 | 2019-02-22 | - | 2019-03-15 | TPE-VN-005 Deloitte Tohmatsu Sustainability, Co., Ltd. (formerly Deloitte Tohmatsu Evaluation and Certification Organization Co., Ltd.) | 2019-03-18 | 2019-05-28 | 3 | 71 | [5 empty] | 2013: N/A; 2014: N/A; 2015: N/A; 2016: N/A; 2017: N/A; 2018: 3477; 2019: 3477; 2020: 3477 | 3477 | 10431
| VN014 | RD | Introduction of high-efficient wire stranding machines to the factory of YAZAKI EDS VIETNAM Co., LTD. | Viet Nam | YAZAKI EDS VIETNAM Co., LTD. | YAZAKI Parts Co., LTD.; YAZAKI corporation | Energy efficiency | Factory | Lot C3-2, Block C3, Tan Phu Trung I.P, Tan Phu Trung Commune, Cu Chi District, Ho Chi Minh City | N 10°55’13.1”, E 106°32’14.0” | VN_AM014 Ver1.0 | 3. Energy demand | Wire standing machine | New installation | JCM Model Project | - | 2018-07-18 | 7 | No | 1 | 2017-12-06 | Company employee(s); Company management(s) | 2019-02-05 | 2019-03-06 | - | 2019-03-22 | TPE-VN-002 Japan Quality Assurance Organization | 2019-04-26 | 2019-05-28 | 35 | 32 | [5 empty] | 2013: N/A; 2014: N/A; 2015: N/A; 2016: N/A; 2017: N/A; 2018: 98; 2019: 591; 2020: 591 | 426 | 1280
| Average subtotal | [29 empty] | 123.3235 |  |  |  |  | Sum Subtotal | 0 | 163 | 1632 | 4604 | 45855 | 248497 | 318568 | 323999 | 112120 | 109842 | 110023 | 110668 | 107516 | 103789 | 83453 | 81270 | 81083 | 81359 | 298886 | 1910868 |  |  | 30122 |  | 60262 |  |  |  | 66 |  | 260

## Project Data_summary
Project Data - Summary and Charts
| Table 1: Number of Registered Projects by Type of Project and Country | [6 empty] | Chart 1: Number of Registered Projects by Type of Project and Country | [7 empty] | Chart 2: Number of Registered Projects by Types of Projects
|  | Energy efficiency | Renewable energy | Waste management & biomass utilisation | Transportation | Total
| Indonesia | 20 | 3 | 0 | 0 | 23
| Viet Nam | 12 | 1 | 0 | 1 | 14
| Thailand | 5 | 4 | 0 | 0 | 9
| Mongolia | 3 | 2 | 0 | 0 | 5
| Palau | 0 | 4 | 0 | 0 | 4
| Bangladesh | 2 | 1 | 0 | 0 | 3
| Kenya | 0 | 2 | 0 | 0 | 2
| Cambodia | 1 | 1 | 0 | 0 | 2
| Saudi Arabia | 1 | 0 | 0 | 0 | 1
| Maldives | 0 | 1 | 0 | 0 | 1
| Lao PDR | 1 | 0 | 0 | 0 | 1
| Chile | 0 | 1 | 0 | 0 | 1
| Myanmar | 0 | 0 | 1 | 0 | 1
| Costa Rica | 0 | 1 | 0 | 0 | 1
| Philippines | 0 | 0 | 0 | 0 | 0
| Mexico | 0 | 0 | 0 | 0 | 0
| Ethiopia | 0 | 0 | 0 | 0 | 0
| Total | 45 | 21 | 1 | 1 | 68
Table 2: Estimated Emission Reduction by Country and Fiscal year
|  | 2013 | 2014 | 2015 | 2016 | 2017 | 2018 | 2019 | 2020 | 2021 | 2022 | 2023 | 2024 | 2025 | 2026 | 2027 | 2028 | 2029 | 2030 | Total
| Indonesia | 0 | 127 | 718 | 1205 | 19429 | 166243 | 216761 | 217524 | 25464 | 25319 | 25316 | 25362 | 24869 | 22003 | 1429 | 1015 | 917 | 917 | 774618
| Viet Nam | 0 | 0 | 357 | 1999 | 6282 | 16125 | 17618 | 17618 | 0 | 0 | 0 | 0 | 0 | 0 | 0 | 0 | 0 | 0 | 59999
| Thailand | 0 | 0 | 0 | 242 | 3720 | 35420 | 50150 | 52569 | 52211 | 52211 | 51853 | 51821 | 48723 | 47712 | 47614 | 45591 | 45591 | 45591 | 631019
| Mongolia | 0 | 0 | 298 | 298 | 12547 | 23553 | 23621 | 23969 | 23671 | 23671 | 23671 | 23671 | 23915 | 23915 | 23915 | 23915 | 23915 | 24009 | 322554
| Palau | 0 | 36 | 259 | 657 | 690 | 690 | 690 | 828 | 285 | 285 | 285 | 285 | 285 | 285 | 285 | 285 | 285 | 147 | 6562
| Bangladesh | 0 | 0 | 0 | 124 | 434 | 1022 | 1241 | 1241 | 663 | 663 | 663 | 663 | 320 | 0 | 0 | 0 | 0 | 0 | 7034
| Saudi Arabia | 0 | 0 | 0 | 0 | 3073 | 3289 | 3289 | 3289 | 3289 | 216 | 0 | 0 | 0 | 0 | 0 | 0 | 0 | 0 | 16445
| Maldives | 0 | 0 | 0 | 0 | 49 | 156 | 156 | 156 | 0 | 0 | 0 | 0 | 0 | 0 | 0 | 0 | 0 | 0 | 517
| Lao PDR | 0 | 0 | 0 | 0 | 300 | 579 | 695 | 695 | 0 | 0 | 0 | 0 | 0 | 0 | 0 | 0 | 0 | 0 | 2269
| Cambodia | 0 | 0 | 0 | 40 | 104 | 227 | 663 | 663 | 663 | 663 | 663 | 663 | 663 | 663 | 663 | 539 | 104 | 104 | 7085
| Philippines | 0 | 0 | 0 | 0 | 0 | 0 | 0 | 0 | 0 | 0 | 0 | 0 | 0 | 0 | 0 | 0 | 0 | 0 | 0
| Myanmar | 0 | 0 | 0 | 0 | -1933 | -1853 | 262 | 1833 | 3030 | 3970 | 4728 | 5359 | 5897 | 6367 | 6785 | 7163 | 7509 | 7829 | 56946
| Mexico | 0 | 0 | 0 | 0 | 0 | 0 | 0 | 0 | 0 | 0 | 0 | 0 | 0 | 0 | 0 | 0 | 0 | 0 | 0
| Kenya | 0 | 0 | 0 | 39 | 786 | 801 | 858 | 852 | 82 | 82 | 82 | 82 | 82 | 82 | 0 | 0 | 0 | 0 | 3828
| Ethiopia | 0 | 0 | 0 | 0 | 0 | 0 | 0 | 0 | 0 | 0 | 0 | 0 | 0 | 0 | 0 | 0 | 0 | 0 | 0
| Costa Rica | 0 | 0 | 0 | 0 | 374 | 2245 | 2245 | 2245 | 2245 | 2245 | 2245 | 2245 | 2245 | 2245 | 2245 | 2245 | 2245 | 2245 | 29559
| Chile | 0 | 0 | 0 | 0 | 0 | 0 | 319 | 517 | 517 | 517 | 517 | 517 | 517 | 517 | 517 | 517 | 517 | 517 | 6006
| Total | 0 | 163 | 1632 | 4604 | 45855 | 248497 | 318568 | 323999 | 112120 | 109842 | 110023 | 110668 | 107516 | 103789 | 83453 | 81270 | 81083 | 81359 | 1924441
Table 2: Estimated Emission Reductions by Type of Project
|  | 2013 | 2014 | 2015 | 2016 | 2017 | 2018 | 2019 | 2020 | 2021 | 2022 | 2023 | 2024 | 2025 | 2026 | 2027 | 2028 | 2029 | 2030 | Total
| Energy efficiency | 0 | 127 | 1239 | 3122 | 32181 | 213806 | 273427 | 274448 | 63950 | 60834 | 60260 | 60277 | 56714 | 52621 | 32050 | 30866 | 30431 | 30525 | 1276878
| Renewable energy | 0 | 36 | 259 | 1158 | 15283 | 36220 | 44555 | 47394 | 45140 | 45038 | 45035 | 45032 | 44905 | 44801 | 44618 | 43241 | 43143 | 43005 | 588863
| Waste management & biomass utilisation | 0 | 0 | 0 | 0 | -1933 | -1853 | 262 | 1833 | 3030 | 3970 | 4728 | 5359 | 5897 | 6367 | 6785 | 7163 | 7509 | 7829 | 56946
| Transportation | 0 | 0 | 134 | 324 | 324 | 324 | 324 | 324 | 0 | 0 | 0 | 0 | 0 | 0 | 0 | 0 | 0 | 0 | 1754
| Total | 0 | 163 | 1632 | 4604 | 45855 | 248497 | 318568 | 323999 | 112120 | 109842 | 110023 | 110668 | 107516 | 103789 | 83453 | 81270 | 81083 | 81359 | 1924441
Chart 3: Number of Estimated Emission Reductions by Type of Project | bar: 2013 to 2020
Table 3: Amount of Issued Credits
|  | 2013 | 2014 | 2015 | 2016 | 2017 | 2018 | 2019 | 2020 | 2021 | 2022 | 2023 | 2024 | 2025 | 2026 | 2027 | 2028 | 2029 | 2030 | Total
| To Japan | 0 | 0 | 0 | 378 | 7464 | 9237 | 3031 | 39926 | 486 | 0 | 0 | 0 | 0 | 0 | 0 | 0 | 0 | 0 | 60522
| To Partner Countries | 0 | 0 | 0 | 115 | 1789 | 2831 | 2688 | 19962 | 0 | 0 | 0 | 0 | 0 | 0 | 0 | 0 | 0 | 0 | 27385
| Total | 0 | 0 | 0 | 493 | 9253 | 12068 | 5719 | 59888 | 486 | 0 | 0 | 0 | 0 | 0 | 0 | 0 | 0 | 0 | 87907
Chart 4: Amount of Issued Credits | bar: 2013 to 2020
| Table 4: Time from request for project registration to decision of registration (calendar days) | 2015: Chart 5: Time from request for project registration to decision of registration
| Registration time, from request (cal. days) | 2013: No. of projects
| ≤ 30 | 2013: 15
| 31 - 180 | 2013: 41
| > 180 | 2013: 12
| Average no. of cal. days | 2013: 123.3235

## Financed Projects
Financed Projects
JCM financial support schemes for implementing the project, excluding JCM Feasibility Studies. This list is not exhaustive.
Support scheme | Supporting agency | Detail of support
JCM Model Project | Ministry of Environment Japan (MOE), JICA, and other governmental-affiliated financial institute | It finances up to the half of an investment cost for such as facilities, equipment, vehicles, construction/installation, which reduce CO2 from fossil fuel combustion. It is expected to deliver at least half of JCM credits issued from MRV to the Government of Japan. It includes collaboration with projects supported by JICA and other governmental affiliated financial institute (previously called Collaborative Financing Programme). More information: http://gec.jp/jcm/about/
JCM REDD+ Model Project | Ministry of Environment Japan (MOE) | It finances part of the cost to implement activities for REDD+. It is expected to deliver at least half of JCM credits issued to the Government of Japan, except the amount which is allocated to the partner country based on its legislation. More information: http://gec.jp/jcm/about/
JCM Demonstration Project | Ministry of Economy, Trade, and Industry (METI) | It is implemented by NEDO (New Energy and Industrial Technology Development Organization) under the financial support from the Ministry of Economy, Trade, and Industry Japan. It supports the project costs necessary to verify the amount of GHG emission reduction (MRV), e.g. cost of design, machines, materials, labour, travel. More information: http://www.nedo.go.jp/english/activities_index.html
ADB Trust Fund JF JCM | MOE and Asian Development Bank (ADB) | Japan Fund for JCM (JF JCM) provides financial incentives for the adoption of the advanced low‐carbon technologies in ADB-financed projects. Financial support includes grant (for public sector) and loan interest subsidy (for private sector, project owner or local financial institution). Develop ADB projects as “Leapfrog” developments by the advanced technologies especially renewable energy and energy efficiency projects. More information: https://www.adb.org/site/funds/funds/japan-fund-for-joint-crediting-mechanism
F-gas Recovery and Destruction Model Project | Ministry of Environment Japan (MOE) | It finances up to the half of an investment cost only for F-gas recovery and destruction project.. Basic scheme is the same as "JCM Model Project".
Status
Installing: Project which has prepared for operation Implementation: Project which has started operation Registered: Project which is registered as JCM project Withdrawn: Project which is already withdrawn
Support Scheme | Status | Project Reference ID | Project Title | Country | Project Entity | Type of Project | Technology | Fiscal Year | Fiscal Year | Selected Date | Expected GHG Emission Reductions (tCO2/year) | Project information in English publicly available
JCM Model Project | Installing | - | Introduction of High Efficiency Once Through Boiler to Garment Factory | Thailand | Osaka Gas Co., Ltd. | Energy Efficiency |  | FY2021 | FY2021 | 2021-06-29 | 2665 | Yes
JCM Model Project | Installing | - | 60MW Solar Power Project in Cordon, Isabela | Philippines | MITSUI & CO., LTD. | Renewable Energy |  | FY2021 | FY2021 | 2021-06-29 | 47596 | Yes
JCM Model Project | Installing | - | Tanawon 20MW Flash Geothermal Power Plant Project | Philippines | Mizuho-Toshiba Leasing Company Ltd. | Renewable Energy |  | FY2021 | FY2021 | 2021-06-29 | 38312 | Yes
JCM Model Project | Installing | - | Introduction of 12MW Rooftop Solar Power System to Commercial and Industrial Customers | Viet Nam | Marubeni Corporation | Renewable Energy |  | FY2021 | FY2021 | 2021-09-27 | 5815 | Yes
JCM Model Project | Installing | - | Introduction of 9.8MW Rooftop Solar Power System in Industrial Park | Viet Nam | Osaka Gas Co., Ltd. | Renewable Energy |  | FY2021 | FY2021 | 2021-09-27 | 4254 | Yes
JCM Model Project | Installing | - | Introduction of 5.8MW Rooftop Solar Power System to Beverage Factory | Viet Nam | Asian Gateway Corporation | Renewable Energy |  | FY2021 | FY2021 | 2021-09-27 | 2531 | Yes
JCM Model Project | Installing | - | Introduction of 2.5MW Rooftop Solar Power System to Food Factory and Garment Factory | Viet Nam | The Kansai Electric Power Company, Incorporated | Renewable Energy |  | FY2021 | FY2021 | 2021-09-27 | 982 | Yes
JCM Model Project | Installing | - | Introduction of High Efficiency Chiller and High Efficiency LED Lighting with Dimming Function to Shopping Center | Viet Nam | Tokyu Corporation | Energy Efficiency |  | FY2021 | FY2021 | 2021-09-27 | 726 | Yes
JCM Model Project | Installing | - | 19MW Solar Power Project in Xiangkhouang Province | Lao PDR | Liberal Solution Co., Ltd. | Renewable Energy |  | FY2021 | FY2021 | 2021-09-27 | 7861 | Yes
JCM Model Project | Installing | - | 6MW Mini Hydro Power Plant Project in Besay River, Lampung Province | Indonesia | WWS-JAPAN Co. | Renewable Energy |  | FY2021 | FY2021 | 2021-09-27 | 20307 | Yes
JCM Model Project | Installing | - | Energy Saving by Introducing High Efficiency Autoclave to Infusion Manufacturing Factory 2 | Indonesia | Otsuka Pharmaceutical Factory, Inc. | Energy Efficiency |  | FY2021 | FY2021 | 2021-09-27 | 8796 | Yes
JCM Model Project | Installing | - | 2.3 MW Mini Hydro Power Plant Project in Melesom River, Lampung Province | Indonesia | WWS-JAPAN Co. | Renewable Energy |  | FY2021 | FY2021 | 2021-09-27 | 6787 | Yes
JCM Model Project | Installing | - | 9MW Solar Power Project in Casablanca, Valparaiso Region | Chile | Eurus Energy Holdings Corporation | Renewable Energy |  | FY2021 | FY2021 | 2021-09-27 | 8527 | Yes
JCM Model Project | Installing | - | 9MW Solar Power Project in Yungay, Biobio Region | Chile | Eurus Energy Holdings Corporation | Renewable Energy |  | FY2021 | FY2021 | 2021-09-27 | 8476 | Yes
JCM Model Project | Installing | - | 3MW Solar Power Project Utilizing Farmland in Maule Region | Chile | FARMLAND Co., Ltd. | Renewable Energy |  | FY2021 | FY2021 | 2021-09-27 | 2489 | Yes
JCM Model Project | Installing | - | 35MW Solar Power and Storage Battery Project in Suphanburi Province | Thailand | Kanematsu KGK Corp. | Renewable Energy |  | FY2021 | FY2021 | 2021-09-27 | 13197 | Yes
JCM Model Project | Installing | - | Introduction of 23MW Rooftop Solar Power System to Tire Factories | Thailand | Sharp Energy Solution Corporation | Renewable Energy |  | FY2021 | FY2021 | 2021-09-27 | 8928 | Yes
JCM Model Project | Installing | - | Introduction of High Efficiency Boiler, High Efficiency Chiller, and Solar PV System to Textile Factory and Food Factory | Thailand | The Kansai Electric Power Company, Incorporated | Energy Efficiency/Renewable Energy |  | FY2021 | FY2021 | 2021-09-27 | 1885 | Yes
JCM Model Project | Installing | - | Introduction of 2MW Rooftop Solar Power System to Non-ferrous Metal Factory | Thailand | The Kansai Electric Power Company, Incorporated | Renewable Energy |  | FY2021 | FY2021 | 2021-09-27 | 945 | Yes
JCM Model Project | Installing | - | Introduction of 1.85MW Solar Power System to Food Factories (JCM Eco Lease Scheme) | Thailand | Tokyo Century Corporation | Renewable Energy |  | FY2021 | FY2021 | 2021-09-27 | 858 | Yes
JCM Model Project | Installing | - | Introduction of 0.13MW Solar Power System to Auto Parts Factory (JCM Eco Lease Scheme) | Thailand | Tokyo Century Corporation | Renewable Energy |  | FY2021 | FY2021 | 2021-09-27 | 52 | Yes
JCM Model Project | Installing | - | Introduction of Energy Saving Air Conditioning System to Quezon City Hall Compound | Philippines | Oriental Consultants Co., Ltd. | Energy Efficiency |  | FY2021 | FY2021 | 2021-09-27 | 780 | Yes
JCM Model Project | Installing | - | Waste to Energy Project in Bac Ninh Province | Viet Nam | JFE Engineering Corporation | Renewable Energy |  | FY2021 | FY2021 | 2021-06-29 | 41804 | Yes
JCM Model Project | Installing | - | Introduction of 9MW Rooftop Solar Power System to Factories | Viet Nam | Sharp Energy Solution Corporation | Renewable Energy | Solar photovoltaic (PV) system | FY2021 | FY2021 | 2021-06-29 | 3618 | Yes
JCM Model Project | Installing | - | Introduction of High Efficiency LED Lighting with Dimming and Tunable Function to Office Building in Ho Chi Minh City | Viet Nam | ENDO Lighting Corporation | Energy Efficiency |  | FY2021 | FY2021 | 2021-06-29 | 196 | Yes
JCM Model Project | Installing | - | Introduction of 3.3MW Rooftop Solar Power System in Woodworking Factories | Indonesia | Sumitomo Forestry Co., Ltd. | Renewable Energy | Solar photovoltaic (PV) system | FY2021 | FY2021 | 2021-06-29 | 2396 | Yes
JCM Model Project | Installing | - | Introduction of High-Efficiency Thermal Oil Heater System in Chemical Factory | Indonesia | FUMAKILLA LIMITED | Energy Efficiency |  | FY2021 | FY2021 | 2021-06-29 | 1809 | Yes
JCM Model Project | Installing | - | Introduction of 20MW Solar Power System in Guanajuato | Mexico | Sharp Energy Solution Corporation | Renewable Energy | Solar photovoltaic (PV) system | FY2021 | FY2021 | 2021-06-29 | 14682 | Yes
JCM Model Project | Installing | - | 8MW Mini Hydro Power Plant Project in Maluku Province | Indonesia | AURA-Green Energy Co., Ltd. | Renewable Energy | Solar photovoltaic (PV) system | FY2020 | FY2020 | 2021-02-01 | 18034 | Yes
JCM Model Project | Installing | - | 34MW Solar Power Project in Nuble Region | Chile | Sharp Energy Solutions Corporation | Renewable Energy | Solar photovoltaic (PV) system | FY2020 | FY2020 | 2021-02-01 | 25576 | Yes
JCM Model Project | Installing | - | 30MW Floating Solar Power Project in Industrial Park | Thailand | Shizen Energy Inc. | Renewable Energy | Solar photovoltaic (PV) system | FY2020 | FY2020 | 2021-02-01 | 13868 | Yes
JCM Model Project | Installing | - | 3MW Solar Power Project Utilizing Farmland in Valparaiso Region | Chile | FARMLAND Co., Ltd. | Renewable Energy | Solar photovoltaic (PV) system | FY2020 | FY2020 | 2020-10-05 | 2397 | Yes
JCM Model Project | Installing | - | 7.3MW Solar Power Project in Mandalay International Airport and Yangon City | Myanmar | Tokyo Century Corporation | Renewable Energy | Solar photovoltaic (PV) system | FY2020 | FY2020 | 2020-10-05 | 3307 | Yes
JCM Model Project | Installing | - | Introduction of 5MW Rooftop Solar Power System to Aluminum Building Materials Factory | Thailand | Sumitomo Mitsui Finance and Leasing Company, Limited | Renewable Energy | Solar photovoltaic (PV) system | FY2020 | FY2020 | 2020-10-05 | 2200 | Yes
JCM Model Project | Installing | - | Introduction of 2.6MW Rooftop Solar Power System to Semiconductor Factory | Thailand | The Kansai Electric Power Company, Incorporated | Renewable Energy | Solar photovoltaic (PV) system | FY2020 | FY2020 | 2020-10-05 | 1188 | Yes
JCM Model Project | Installing | - | 2.5MW Solar Power Project with Blockchain Technology in Chiang Mai University Town Community | Thailand | Inabata Co., Ltd. | Renewable Energy | Solar photovoltaic (PV) system | FY2020 | FY2020 | 2020-10-05 | 1041 | Yes
JCM Model Project | Installing | - | Introduction of 2MW Solar Power System to Shopping Mall（JCM Eco Lease Scheme） | Philippines | Tokyo Century Corporation | Renewable Energy | Solar photovoltaic (PV) system | FY2020 | FY2020 | 2020-10-05 | 1476 | Yes
JCM Model Project | Installing | - | 5MW Hydro Power Project in Bengkulu Province | Indonesia | Voith Fuji Hydro K.K. | Renewable Energy | Hydro generation unit | FY2020 | FY2020 | 2020-12-14 | 15299 | Yes
JCM Model Project | Installing | - | Introduction of Energy Saving Equipment to Complex Buildings of Smart Urban Development Project in Yangon | Myanmar | Yuko Keiso Co., Ltd. | Energy Efficiency |  | FY2020 | FY2020 | 2020-12-14 | 1544 | Yes
JCM Model Project | Installing | - | Introduction of 2MW Solar Power System for Pellet Factory | Viet Nam | Idemitsu Kosan Co., Ltd. | Renewable Energy | Solar photovoltaic (PV) system | FY2020 | FY2020 | 2020-01-12 | 945 | Yes
JCM Model Project | Installing | - | 4.2MW Rooftop Solar Power Project to Pharmaceutical Factories, Vehicles Dealers, and Timber Factories | Indonesia | Alamport Inc. | Renewable Energy | Solar photovoltaic (PV) system | FY2020 | FY2020 | 2020-01-12 | 3772 | Yes
JCM Model Project | Installing | - | Introduction of 2MW Rooftop Solar Power System to University | Thailand | SHIZUOKA GAS CO., LTD. | Renewable Energy | Solar photovoltaic (PV) system | FY2020 | FY2020 | 2020-01-12 | 868 | Yes
JCM Model Project | Implementation | - | 57MW Solar Power Project in An Giang Province | Viet Nam | Kanematsu KGK Corp. | Renewable Energy | Solar photovoltaic (PV) system | FY2020 | FY2020 | 2020-07-06 | 28244 | Yes
JCM Model Project | Installing | - | Introduction of Biomass Co-generation system to Food Factory | Viet Nam | DAIICHI JITSUGYO CO., LTD. | Renewable Energy | Biomass Co-generation | FY2020 | FY2020 | 2020-07-06 | 24115 | Yes
JCM Model Project | Installing | - | Introduction of Biomass Boiler to Soluble Coffee Manufacturing Plant | Viet Nam | Marubeni Corporation | Renewable Energy | Biomass Boiler | FY2020 | FY2020 | 2020-07-06 | 19498 | Yes
JCM Model Project | Installing | - | Introduction of High Efficiency Boiler System to Food Factory | Viet Nam | Acecook Co., Ltd. | Energy Efficiency | Boiler | FY2020 | FY2020 | 2020-07-06 | 7631 | Yes
JCM Model Project | Installing | - | Introduction of High Efficiency Air-conditioning System to Hotel in Ho Chi Minh City | Viet Nam | Hitachi-Johnson Controls Air Conditioning, Inc | Energy Efficiency | Air conditioning systems | FY2020 | FY2020 | 2020-07-06 | 184 | Yes
JCM Model Project | Installing | - | 14MW Solar Power Project in Vientiane Province and Borikhamxay Province | Lao PDR | Kayama Kogyo Co., Ltd. | Renewable Energy | Solar photovoltaic (PV) system | FY2020 | FY2020 | 2020-07-06 | 8104 | Yes
JCM Model Project | Installing | - | 6MW Mini Hydro Power Plant Project in West Pasaman, West Sumatra | Indonesia | NiX Co., Ltd. | Renewable Energy | Hydropower plant | FY2020 | FY2020 | 2020-07-06 | 18319 | Yes
JCM Model Project | Installing | - | Introduction of 8.1MW Rooftop Solar Power System in Motorcycle Factory and Fiber Factory | Thailand | The Kansai Electric Power Company, Incorporated | Renewable Energy | Solar photovoltaic (PV) system | FY2020 | FY2020 | 2020-07-06 | 3815 | Yes
JCM Model Project | Implementation | - | Introduction of Energy Saving Centrifugal Chillers to Machinery Factory | Thailand | The Kansai Electric Power Company, Incorporated | Energy Efficiency | Chiller | FY2020 | FY2020 | 2020-07-06 | 225 | Yes
JCM Model Project | Installing | - | 29MW Binary Power Generation Project at Palayan Geothermal Power Plant | Philippines | Mitsubishi Heavy Industries, Ltd. | Renewable Energy | Geothermal power plant | FY2020 | FY2020 | 2020-07-06 | 72200 | Yes
JCM Model Project | Installing | - | 400MW Solar Power Project in Rabigh Region | Saudi Arabia | Marubeni Corporation | Renewable Energy | Solar photovoltaic (PV) system | FY2020 | FY2020 | 2020-08-31 | 477129 | Yes
ADB Trust Fund JF JCM | Installing | - | Greater Male Waste to Energy Project | Maldives | Ministry of Environment, the Maldives | Waste management & biomass utilisation |  | FY2020 | FY2020 | - | 40417 | Yes
JCM Model Project | Withdrawn | - | 1.1MW Rooftop Solar System in Maamigili and Maandhoo Island | Maldives | Sharp Energy Solutions Corporation | Renewable energy | Solar photovoltaic (PV) system | FY2019 | FY2019 | 2019-11-26 | 862 | No
JCM Model Project | Withdrawn | - | Introduction of High Efficiency Air-conditioning System and Air Cooled Chillers to Hotel and Office Building | Viet Nam | Hitachi-Johnson Controls Air Conditioning, Inc. | Energy efficiency | Air conditioning systems | FY2019 | FY2019 | 2019-11-26 |  | Yes | n
JCM Model Project | Installing | - | 2MW Mini Hydro Power Plant Project in East Nusa Tenggara Province | Indonesia | Aura Green Energy Co., Ltd | Renewable Energy | Hydropower plant | FY2019 | FY2019 | 2019-11-26 | 6839 | Yes
JCM Model Project | Installing | - | Introduction of High Efficiency Boiler System to Carton Box Factory | Indonesia | Japan Pulp and Paper Company Limited | Energy efficiency | Boiler | FY2019 | FY2019 | 2019-11-26 | 975 | Yes
JCM Model Project | Installing | - | 3.4MW Rice Husk Power Generation Project in Maule | Chile | Asian Gateway Corporation | Waste management & biomass utilisation |  | FY2019 | FY2019 | 2019-11-26 | 8567 | Yes
JCM Model Project | Installing | - | 120MW Solar Power Project in Metehara, Oromia Region | Ethiopia | Sharp Energy Solutions Corporation | Renewable Energy | Solar photovoltaic (PV) system | FY2019 | FY2019 | 2020-01-24 | 30007 | Yes
JCM Model Project | Implementation | - | 49MW Solar Power Project in An Giang Province | Viet Nam | Kanematsu KGK Corp. | Renewable Energy | Solar photovoltaic (PV) system | FY2019 | FY2019 | 2020-01-24 | 24570 | Yes
JCM Model Project | Installing | - | Introduction of High Efficiency Air-conditioning System and Air Cooled Chillers to Office Building | Viet Nam | Hitachi-Johnson Controls Air Conditioning, Inc. | Energy efficiency | Air conditioning systems | FY2019 | FY2019 | 2020-01-24 | 1823 | Yes
JCM Model Project | Installing | - | 10MW Hydro Power Project in Bengkulu Province | Indonesia | Voith Fuji Hydro K.K. | Renewable Energy | Hydropower plant | FY2019 | FY2019 | 2020-01-24 | 35950 | Yes
JCM Model Project | Installing | - | 6MW Hydro Power Project in West Sumatera Province | Indonesia | Voith Fuji Hydro K.K. | Renewable Energy | Hydropower plant | FY2019 | FY2019 | 2020-01-24 | 17242 | Yes
JCM Model Project | Installing | - | Hybrid Power Plant Project with Biomass and Solar Power in Kandal Province | Cambodia | WWB Corporation | Renewable Energy | Hydropower plant | FY2019 | FY2019 | 2020-01-24 | 1881 | Yes
JCM Model Project | Installing | - | Introduction of 0.9MW Solar Power System at International School | Cambodia | Asian Gateway Corporation | Renewable Energy | Solar photovoltaic (PV) system | FY2019 | FY2019 | 2020-01-24 | 463 | Yes
JCM Model Project | Implementation | - | 3MW Solar Power Project in Chillan, Nuble Region | Chile | FARMLAND Co., Ltd. | Renewable Energy | Solar photovoltaic (PV) system | FY2019 | FY2019 | 2020-01-24 | 1899 | Yes
JCM Model Project | Installing | - | Introduction of 15MW Biomass Power System to Sugar Plant | Thailand | Global Engineering Co., Ltd. | Waste management & biomass utilisation | Biomass power generation system | FY2019 | FY2019 | 2020-01-24 | 11999 | Yes
JCM Model Project | Installing | - | 33MW Wind Power Project in Caraga Region, Mindanao | Philippines | Chodai Co., Ltd. | Renewable Energy | Wind power plant | FY2019 | FY2019 | 2020-01-24 | 35350 | Yes
ADB Trust Fund JF JCM | Installing | - | Improving Access to Health Services for Disadvantaged Groups Investment Program | Mongolia | Ministry of Health | Energy efficiency |  | FY2019 | FY2019 | - | 2993 | Yes
JCM Model Project | Installing | - | Introduction of Biomass Boiler to Chemical Factory | Viet Nam | DAIICHI JITSUGYO CO., LTD. | Waste management & biomass utilisation | Biomass boiler | FY2019 | FY2019 | 2019-08-02 | 16211 | Yes
JCM Model Project | Installing | - | Introduction of 37 MW Solar Power System and High Efficiency Melting Furnace in Vehicle & Engine Factory | Thailand | Toyota Motor Corporation | Renewable Energy | Solar photovoltaic (PV) system | FY2019 | FY2019 | 2019-08-02 | 19512 | Yes
JCM Model Project | Implementation | - | Efficiency Improvement of Co-generation System by Installation of Heat Exchanger in Fiber Factory | Thailand | NIPPON STEEL ENGINEERING CO., LTD. | Waste management & biomass utilisation | Co-generation system | FY2019 | FY2019 | 2019-08-02 | 359 | Yes
JCM Model Project | Installing | - | Biogas Power Generation and Fuel Conversion Project in Pineapple Canneries | Philippines | ITOCHU Corporation | Waste management & biomass utilisation | Biomass power generation system | FY2019 | FY2019 | 2019-08-02 | 49648 | Yes
JCM Model Project | Implementation | - | Fuel Conversion by Introduction of LPG Boilers to Beverage Factory | Mongolia | Saisan Co.,Ltd. | Energy efficiency | Boiler | FY2019 | FY2019 | 2019-06-27 | 4783 | Yes
JCM Model Project | Installing | - | Introduction of 1MW Solar Power System on Supermarket Rooftop | Palau | Sharp Energy Solutions Corporation | Renewable Energy | Solar photovoltaic (PV) system | FY2019 | FY2019 | 2019-06-27 | 843 | Yes
JCM Model Project | Installing | - | 30MW Solar Power Project in La Paz city | Mexico | Sharp Energy Solutions Corporation | Renewable Energy | Solar photovoltaic (PV) system | FY2019 | FY2019 | 2019-06-27 | 36807 | Yes
JCM Model Project | Installing | - | 19 MW Mini Hydro Power Plant Project in Isabela Province | Philippines | Voith Fuji Hydro K.K. | Renewable Energy | Hydropower plant | FY2019 | FY2019 | 2019-06-27 | 46836 | Yes
JCM Model Project | Installing | - | 18MW Solar Power Project in Collaboration with Power-supply Company | Philippines | Tokyo Century Corporation | Renewable Energy | Solar photovoltaic (PV) system | FY2019 | FY2019 | 2019-06-27 | 11981 | Yes
F-gas Recovery and Destruction Model Project | Implementation | - | Development of Collection Scheme and Introduction of Dedicated System for Destruction of Used Fluorocarbons | Viet Nam | Marubeni Corp | F-gas recovery and destruction |  | FY2019; FY2018 | FY2018 | - | 6500 | Yes
F-gas Recovery and Destruction Model Project | Implementation | - | Project on Introduction of Scheme for Fluorocarbons Recovery and Destruction with Utilization of Existing Waste Incineration Plant | Thailand | DOWA ECO-SYSTEM Co., Ltd. | F-gas recovery and destruction |  | FY2019; FY2018 | FY2018 | - | 20000 | Yes
JCM Model Project | Installing | - | 38MW Solar Power Project in Makueni county | Kenya | Sharp Energy Solutions Corporation | Renewable Energy | Solar photovoltaic (PV) system | FY2018 | FY2018 | 2019-01-29 | 35034 | Yes
JCM Model Project | Implementation | - | 11MW Solar Power Project in Savannakhet Province | Lao PDR | Sharp Energy Solutions Corporation | Renewable Energy | Solar photovoltaic (PV) system | FY2018 | FY2018 | 2019-01-29 | 4784 | Yes
JCM Model Project | Installing | - | 12MW Biomass Power Plant Project in Ache Province, Sumatera | Indonesia | Aura Green Energy Co., Ltd. | Waste management & biomass utilisation | Biomass power plant | FY2018 | FY2018 | 2019-01-29 | 31322 | Yes
JCM Model Project | Implementation | - | Introduction of High Efficiency Injection Molding Machine to Plastic Parts Factory | Indonesia | Tokyo Century Corporation | Energy efficiency | Injection molding machines | FY2018 | FY2018 | 2019-01-29 | 4462 | Yes
JCM Model Project | Implementation | - | Introduction of Biomass Boiler to Cooking Oil Factory | Thailand | TEPIA Corporation Japan Co.,Ltd. | Waste management & biomass utilisation | Biomass boiler | FY2018 | FY2018 | 2019-01-29 | 29759 | Yes
JCM Model Project | Implementation | - | Introduction of 0.8MW Solar Power System and High Efficiency Refrigerator to Food Factory | Thailand | Kanematsu KGK Corp. | Renewable Energy | Solar photovoltaic (PV) system; Solar power plant ;Regrigerator | FY2018 | FY2018 | 2019-01-29 | 481 | Yes
JCM Model Project | Installing | - | Rehabilitation Project of Power Generation System at Karai 7 Mini Hydro Power Plant | Indonesia | Voith Fuji Hydro K. K. | Renewable Energy | Hydro generation unit | FY2018 | FY2018 | 2018-12-03 | 1133 | Yes
JCM Model Project | Implementation | - | Introduction of Energy Efficient Distillation System to Tequila Plant | Mexico | Suntory Spirits Limited | Energy efficiency | Distillation system | FY2018 | FY2018 | 2018-12-03 | 1493 | Yes
JCM Model Project | Withdrawn | - | 2MW Solar Power and 4MWh Storage Battery Project in San Pedro de Atacama City | Chile | Liberal Solution Co., Ltd. | Renewable energy | Solar photovoltaic (PV) system | FY2018 | FY2018 | 2018-12-03 | 1497 | Yes
JCM Model Project | Implementation | - | Introduction of Biogas Boiler and Waste Heat Recovery System to Beer factory | Myanmar | Kirin Brewery Company., Ltd. | Waste management & biomass utilisation | Biogas boiler | FY2018 | FY2018 | 2018-12-03 | 3508 | Yes
ADB Trust Fund JF JCM | Installing | - | Upscaling Renewable Energy Sector Project | Mongolia | Ministry of Energy | Renewable Energy | - | FY2018 | FY2018 | 2018-11-02 | 6423 | Yes
ADB Trust Fund JF JCM | Installing | - | Southwest Transmission Grid Expansion Project | Bangladesh | Power Grid Company of Bangladesh, Ltd. | Energy efficiency | Transmission line | FY2018 | FY2018 | 2018-07-31 | 23053 | Yes (press release)
JCM Model Project | Installing | - | 0.16MW Micro Hydro Power System in Taguibo Water Supply Facility, Mindanao | Philippines | Chodai Co., Ltd. | Renewable Energy | Hydro generation unit | FY2018 | FY2018 | 2018-06-25 | 488 | Yes
JCM Model Project | Implementation | - | Introduction of 4MW Rooftop Solar Power System in Tire Factory | Philippines | Sharp Energy Solutions Corporation | Renewable Energy | Solar photovoltaic (PV) system | FY2018 | FY2018 | 2018-06-25 | 2858 | Yes
JCM Model Project | Installing | - | 2.5MW Rice Husk Power Generation Project in Butuan City, Mindanao | Philippines | Chodai Co., Ltd. | Waste management & biomass utilisation | Biomass power plant | FY2018 | FY2018 | 2018-06-25 | 10577 | Yes
JCM Model Project | Implementation | - | Introduction of 3.4 MW Rooftop Solar Power System in Technical Center and Office Buildings | Thailand | Toyota Motor Corporation | Renewable Energy | Solar photovoltaic (PV) system | FY2018 | FY2018 | 2018-06-25 | 1617 | Yes
JCM Model Project | Installing | - | 25MW Rooftop and Floating Solar Power Project in Industrial Park | Thailand | Tokyo Century Corporation | Renewable Energy | Solar photovoltaic (PV) system | FY2018 | FY2018 | 2018-06-25 | 10620 | Yes
JCM Model Project | Installing | - | Introduction of Gas Co-generation System and Absorption Chiller to Fiber Factory | Thailand | The Kansai Electric Power Company, Incorporated | Energy efficiency | Co-generation system; Chiller | FY2018 | FY2018 | 2018-06-25 | 17851 | Yes
JCM Model Project | Implementation | - | Introduction of 8.8MW Power Generation System by Waste Heat Recovery for Cement Plant | Myanmar | Global Engineering Co., Ltd. | Waste management & biomass utilisation | Power generation by waste heat recovery | FY2018 | FY2018 | 2018-06-25 | 19241 | Yes
JCM Model Project | Installing | - | 30MW Solar Park Project in Guanajuato | Mexico | Sharp Energy Solutions Corporation | Renewable Energy | Solar photovoltaic (PV) system; Solar power plant | FY2018 | FY2018 | 2018-06-25 | 36416 | Yes
JCM Model Project | Withdrawn | - | 1.5MW Solar Power Project in Kampong Thom | Cambodia | Asian Gateway Corporation | Renewable energy | Solar photovoltaic (PV) system; Solar power plant | FY2018 | FY2018 | 2018-06-25 | 831 | No
JCM Model Project | Registered | PW004 | Introduction of 0.4MW Rooftop Solar Power System in Supermarket | Palau | Sharp Energy Solutions Corporation | Renewable Energy | Solar photovoltaic (PV) system | FY2018 | FY2018 | 2018-06-25 | 296 | Yes
JCM Model Project | Withdrawn | - | Energy Saving for Air-conditioning System of Shopping Mall by High Efficiency Centrifugal Chiller and Air-conditioning Control System | Indonesia | iFORCOM Co.,Ltd. | Energy efficiency |  | FY2018 | FY2018 | 2018-06-25 | 1501 | No
JCM Model Project | Implementation | - | Introduction of CNG-Diesel Hybrid Equipment to Public Bus in Semarang | Indonesia | Hokusan Co., Ltd. | Transportation | CNG hybrid equipment | FY2018 | FY2018 | 2018-06-25 | 2667 | Yes
JCM Model Project | Implementation | - | Energy Saving by Introducing High Efficiency Autoclave to Infusion Manufacturing Factory | Indonesia | Otsuka Pharmaceutical Factory, Inc. | Energy efficiency | Autoclave | FY2018 | FY2018 | 2018-06-25 | 1949 | Yes
JCM Model Project | Withdrawn | - | Introduction of 2.8MW Solar Power System in Healthcare and Food Factories | Indonesia | Takasago Thermal Engineering Co., Ltd. | Renewable energy |  | FY2018 | FY2018 | 2018-06-25 | 2446 | No
JCM Model Project | Implementation | - | Energy Saving by Introduction of Inverters for Raw Water Intake Pumps | Viet Nam | Yokohama Water Co., Ltd. | Energy efficiency | Water Pump | FY2018 | FY2018 | 2018-06-25 | 1043 | Yes
JCM Model Project | Implementation | - | Modal Shift from Truck to Cargo Ship with Freshness Preservation Reefer Container | Viet Nam | Nihon Crant Co. Ltd. | Transportation | Freshness preservation reefer container | FY2018 | FY2018 | 2018-06-25 | 10061 | Yes
JCM Model Project | Withdrawn | - | 21MW Solar Power Project in Bayanchandmani | Mongolia | Sharp Energy Solutions Corporation | Renewable energy | Solar photovoltaic (PV) system | FY2018 | FY2018 | 2018-06-25 | 27008 | Yes
JCM Model Project | Withdrawn | - | Introduction of 20MW Solar Power System in Darkhan City | Mongolia | Sharp Corporation | Renewable energy | Solar photovoltaic (PV) system | FY2017 | FY2017 | 2018-01-30 | 22927 | Yes
JCM Model Project | Withdrawn | - | 10MW Mini Hydro Power Plant Project in Lae Ordi River in North Sumatra | Indonesia | CHODAI CO., LTD. | Renewable energy | Hydropower plant | FY2017 | FY2017 | 2018-01-30 | 35712 | Yes
JCM Model Project | Implementation | - | Installation of 1.2MW Rooftop Solar Power System in Refrigerating Warehouse | Philippines | Tokyo Century Corporation | Renewable Energy | Solar photovoltaic (PV) system | FY2017 | FY2017 | 2018-01-30 | 838.13 | Yes
ADB Trust Fund JF JCM | Withdrawn | - | Advanced energy saving type wastewater treatment system | Cambodia | Ministry of Industry and Handicrafts, Ministry of Public Works and Transport | Waste management & biomass utilisation | Wastewater treatment | FY2017 | FY2017 | 2017-12-18 | 6371 | Yes
JCM Model Project | Implementation | - | Introduction of Gas Co-generation System and Absorption Chiller to Motor Parts Factory | Indonesia | DENSO CORPORATION | Energy efficiency | Co-generation system; Chiller | FY2017 | FY2017 | 2017-12-07 | 4629 | Yes
JCM Model Project | Registered | ID024 | Introduction of Absorption Chiller to Chemical Factory | Indonesia | Tokyo Century Corporation | Energy efficiency | Chiller | FY2017 | FY2017 | 2017-12-07 | 712 | Yes
JCM Model Project | Implementation | - | Introduction of Amorphous High Efficiency Transformers in Southern and Central Power Grids Ⅱ | Viet Nam | Yuko Keiso Co. Ltd. | Energy efficiency | Transformers | FY2017 | FY2017 | 2017-06-26 | 1405 | Yes
JCM Model Project | Implementation | - | Introduction of High Efficiency Centrifugal Chiller to Rubber Products Factory | Viet Nam | YUASA TRADING CO.,LTD. | Energy efficiency | Chiller | FY2017 | FY2017 | 2017-06-26 | 289 | Yes
JCM Model Project | Implementation | - | Introduction of Energy Saving Equipment to Brewery | Viet Nam | Sapporo International Inc. | Energy efficiency | Air compressor; Chiller; Boiler | FY2017 | FY2017 | 2017-06-26 | 111 | Yes
JCM Model Project | Withdrawn | - | Introduction of Gas Co-generation System and Absorption Chiller to Large Shopping Mall | Indonesia | AEON Mall co., Ltd. | Energy efficiency | Co-generation system | FY2017 | FY2017 | 2017-06-26 | 7339 | No
JCM Model Project | Withdrawn | - | Energy Saving for Air-Conditioning Utility System in Airport Terminal by High-efficiency Control Equipment | Indonesia | iFORCOM Tokyo Co.,Ltd. | Energy efficiency |  | FY2017 | FY2017 | 2017-06-26 | 615 | Yes
JCM Model Project | Withdrawn | - | Introduction of 4.6MW Solar Power System near Santiago Metropolitan Region | Chile | Sharp Corporation | Renewable energy |  | FY2017 | FY2017 | 2017-06-26 | 2658 | No
JCM Model Project | Implementation | - | Introduction of Biomass Co-Generation System to Food Factory | Thailand | Fuji-Foods Cooporation | Energy efficiency | Co-generation system | FY2017 | FY2017 | 2017-06-26 | 7111 | Yes
JCM Model Project | Withdrawn | - | Introduction of Energy Efficient Equipment to Bangkok Port | Thailand | Yokohama Port Corporation | Energy efficiency | Electric Forklifts; Hybrid RTG; LED lighting; Solar photovoltaic (PV) system; | FY2017 | FY2017 | 2017-06-26 | 5491 | Yes
JCM Model Project | Withdrawn | - | Introduction of 1MW Solar Power System in North Sulawesi | Indonesia | Takasago Thermal Engineering Co., Ltd. | Renewable energy |  | FY2017 | FY2017 | 2017-06-26 | 1246 | No
JCM Model Project | Implementation | - | Introduction of 14MW floating solar power system in Vientiane | Lao PDR | TSB Co., Ltd. | Renewable Energy | Solar photovoltaic (PV) system | FY2017 | FY2017 | 2017-06-26 | 11425 | Yes
JCM Model Project | Installing | - | Introduction of Amorphous High Efficiency Transformers in Power Grid | Lao PDR | Yuko Keiso Co. Ltd. | Energy efficiency | Transformers | FY2017 | FY2017 | 2017-06-26 | 2099 | Yes
JCM Model Project | Withdrawn | - | Los AltosⅡ Wind Farm Project | Mexico | Kyuden International Corporation | Renewable energy | Wind power plant | FY2017 | FY2017 | 2017-06-26 | 66351 | No
JCM Model Project | Implementation | - | Introduction of 15MW Solar Power System near New Airport | Mongolia | Sharp Corporation | Renewable Energy | Solar photovoltaic (PV) system | FY2017 | FY2017 | 2017-06-26 | 18438 | Yes
JCM Model Project | Installing | - | 15MW Mini Hydro Power Plant Project in Siguil River in Mindanao | Philippines | Toyota Tsusho Corporation | Renewable Energy | Hydropower plant | FY2017 | FY2017 | 2017-06-26 | 49073 | Yes
JCM Model Project | Withdrawn | - | 4MW Mini Hydro Power Plant Project in Taguibo River in Mindanao | Philippines | CHODAI CO., LTD. | Renewable energy | Hydropower plant | FY2017 | FY2017 | 2017-06-26 | 5675 | Yes
JCM Model Project | Implementation | - | Introduction of 1.53MW Rooftop Solar Power System in Auto Parts Factories | Philippines | Tokyo Century Corporation | Renewable Energy | Solar photovoltaic (PV) system | FY2017 | FY2017 | 2017-06-26 | 1124 | Yes
JCM Model Project | Implementation | - | Introduction of 1MW Rooftop Solar Power System in Vehicle Assembly Factory | Philippines | Toyota Motor Corporation | Renewable Energy | Solar photovoltaic (PV) system | FY2017 | FY2017 | 2017-06-26 | 731 | Yes
JCM REDD+ Model Project | Implementation | - | REDD+ project in Luang Prabang Province through controlling slash-and-burn | Lao PDR | Waseda University | LULUCF/REDD+ | - | FY2017; FY2016; FY2015 | FY2015 | 2017/6/26; 2016/6/23; 2015/8/6 | 140000 | Yes
JCM Model Project | Withdrawn | - | Energy Saving of Air-Conditioning System by Recovering Waste Heat from Engine in Textile Factory | Bangladesh | EBARA REFRIGERATION EQUIPMENT & SYSTEMS CO., LTD | Energy efficiency |  | FY2016 | FY2016 | 2016-06-27 | 1177 | Yes
JCM Model Project | Implementation | - | Energy Saving by Inverters for Distribution Pumps in Water Treatment Plant | Cambodia | Metawater, Co., Ltd. | Energy efficiency | Water Pump | FY2016 | FY2016 | 2016-12-02 | 559 | Yes
JCM Model Project | Withdrawn | - | Introduction of 0.8MW Solar Power Generation in International School | Cambodia | Asian Gateway Corp. | Renewable energy |  | FY2016 | FY2016 | 2016-06-27 | 772 | Yes
JCM Model Project | Implementation | - | Introduction of 1MW Solar Power System and High Efficiency Centrifugal Chiller in Large Shopping Mall | Cambodia | AEON MALL Co., Ltd. | Renewable Energy | Solar photovoltaic (PV) system | FY2016 | FY2016 | 2016-06-27 | 881 | Yes
JCM Model Project | Registered | CL001 | Introduction of 1MW Rooftop Solar Power System to University | Chile | Waseda Environmental Institute Co., Ltd. | Renewable Energy | Solar photovoltaic (PV) system | FY2016 | FY2016 | 2017-01-12 | 517 | Yes
JCM Demonstration Project | Implementation | - | Feasibility Study on Demand Response Demonstration Project with High Efficiency Air Conditioner System | Viet Nam | THE Power Grid Solution, Daikin | Energy efficiency | Air conditioning systems | FY2019 | FY2019 | - | - | Yes
JCM Demonstration Project | Implementation | - | Feasibility Study on IoT utilization promotion project to streamline and advance power generation assets for electric power companies in ASEAN countries | Thailand | Marubeni | Energy efficiency |  | FY2019 | FY2019
JCM Demonstration Project | Withdrawn | - | Isolated area type wind power generation and ReMs demonstration project | Maldives | KOMAIHALTEC Inc., TAKAOKA TOKO CO., LTD., TEPCO Power Grid, Incorporated | Renewable energy | Wind power plant; Electricity distribution grid | FY2016 | FY2016 | 2016-12-08 | - | No
JCM Demonstration Project | Registered | MN005 | High efficiency and low loss power transmission and distribution system | Mongolia | Hitachi | Energy efficiency | Transmission and Distribution line system | FY2016; FY2015; FY2014; FY2013 | FY2013 | - | 467 | Yes
JCM Demonstration Project | Withdrawn | - | Rural Electrification Project for Communities by Micro Hydro Power in Ethiopia | Ethiopia | NTT Data Institute of Management consulting, Inc. | Renewable energy |  | FY2016; FY2015; FY2013; FY2012 | FY2012 | - | - | No
JCM Demonstration Project | Registered | - | Rural Electrification Project for Communities by Micro Hydro Power in Kenya | Kenya | NTT Data Institute of Management consulting, Inc. | Renewable Energy |  | FY2016; FY2015; FY2013; FY2012 | FY2012 | - | 21000 | Yes
JCM Demonstration Project | Withdrawn | - | Energy saving paper making process | Viet Nam | Marubeni Corp., Nomura Research Institute, Ltd. | Energy efficiency |  | FY2016; FY2015; FY2014 | FY2014 | - | - | No
JCM Demonstration Project | Registered | VN006 | Energy Saving and Work Efficiency Improvement Project by special LED Equipment with new technology, COB | Viet Nam | Stanley Electric Co., Ltd. | Energy efficiency | LED lighting | FY2016; FY2015 | FY2015 | - | 437.5 | Yes
JCM Demonstration Project | Registered | LA001 | Lao PDR Energy efficient data center (LEED) | Lao PDR | Toyota Tsusho Corporation; Internet Initiative Japan Inc., Mitsubishi UFJ Morgan Stanley Securities Co., Ltd., Ministry of Science and Technology, Lao P.D.R | Energy efficiency | Data centre | FY2016; FY2015; FY2014 | FY2014 | - | 567 | Yes
JCM Demonstration Project | Registered | ID014 | Energy saving by optimum operation at Oil factory | Indonesia | Yokogawa Electric Corporation | Energy efficiency | Utility Facility Operation Optimization Technology | FY2016; FY2015; FY2014; FY2013 | FY2013 | - | 3400 | Yes
JCM Demonstration Project | Registered | ID012 | Utility facility operation optimization technology into Oil factory | Indonesia | Azbil Corporation | Energy efficiency | Utility Facility Operation Optimization Technology | FY2015; FY2014; FY2013 | FY2013 | - | 55000 | Yes
JCM Demonstration Project | Registered | ID016 | The low carbonization of mobile communication‘s BTS (Base Transceiver Station) by the Introduction of “TRIBRID system" | Indonesia | KDDI Corp. | Energy efficiency | Base Tranceiver Stations (BTS) | FY2016; FY2015 | FY2015 | - | 380 | Yes
JCM Model Project | Registered | CR001 | 5MW Solar Power Project in Belen | Costa Rica | NTT DATA INSTITUTE OF MANAGEMENT CONSULTING, Inc. | Renewable Energy | Solar photovoltaic (PV) system | FY2016 | FY2016 | 2016-06-27 | 2245 | Yes
JCM Model Project | Registered | ID017 | Introduction of 0.5MW Solar Power System to Aroma and Food Ingredients Factory | Indonesia | NextEnergy & Resources CO.,Ltd | Renewable Energy | Solar photovoltaic (PV) system | FY2016 | FY2016 | 2016-10-31 | 369 | Yes
JCM Model Project | Implementation | - | 10MW Mini Hydro Power Plant Project in North Sumatra | Indonesia | Toyo Energy Farm Co., Ltd. | Renewable Energy | Hydropower plant | FY2016 | FY2016 | 2016-06-27 | 32807 | Yes
JCM Model Project | Withdrawn | - | Energy Saving for Air-Conditioning Utility System in the Airport Terminal by High-efficiency Operating System | Indonesia | iFORCOM Tokyo Co.,Ltd. | Energy efficiency |  | FY2016 | FY2016 | 2016-06-27 | 533 | Yes
JCM Model Project | Implementation | - | Energy Saving in Industrial Wastewater Treatment System for Rubber Industry | Indonesia | Environmental Management & Technology Center | Energy efficiency | Wastewater treatment | FY2016 | FY2016 | 2016-06-27 | 403 | Yes
JCM Model Project | Registered | ID020 | Introduction of High Efficiency Looms in Weaving Mill | Indonesia | Nisshinbo Textile Inc. | Energy efficiency | Air jet loom | FY2016 | FY2016 | 2016-06-27 | 430 | Yes
JCM Model Project | Implementation | - | Introduction of LED Lighting to Sales Stores | Indonesia | FAST RETAILING CO., LTD. | Energy efficiency | LED lighting | FY2016 | FY2016 | 2016-06-27 | 2583 | Yes
JCM Model Project | Implementation | - | Introduction of Once-through Boiler and Fuel Switching to Tequila Plant | Mexico | Suntory Spirits Limited | Energy efficiency | Boiler | FY2016 | FY2016 | 2016-10-21 | 3435 | Yes
JCM Model Project | Implementation | - | Introduction of 4.8MW Power Generation with Methane Gas Recovery System | Mexico | NTT DATA INSTITUTE OF MANAGEMENT CONSULTING, Inc. | Waste management & biomass utilisation | Methane avoidance | FY2016 | FY2016 | 2016-06-27 | 43435 | Yes
JCM Model Project | Registered | MN003 | Installation of 8.3MW Solar Power Plant in Ulaanbaatar suburb Farm | Mongolia | Farmdo Co., Ltd. | Renewable Energy | Solar photovoltaic (PV) system | FY2016 | FY2016 | 2016-06-27 | 12009 | Yes
JCM Model Project | Implementation | - | Introduction of Energy Efficient Refrigeration System in Logistics Center | Myanmar | RYOBI HOLDINGS Co., Ltd. | Energy efficiency | Factory refrigeration | FY2016 | FY2016 | 2017-01-12 | 125 | Yes
JCM Model Project | Implementation | - | 1.8 MW Rice Husk Power Generation in Rice Mill Factory in Ayeyarwady | Myanmar | Fujita Corporation | Waste management & biomass utilisation | Biomass power generation system | FY2016 | FY2016 | 2016-10-21 | 4080 | Yes
JCM Model Project | Implementation | - | Introduction of Energy Saving Brewing Systems to Beer Factory | Myanmar | Kirin Holdings Company, Ltd. | Waste management & biomass utilisation | Waste heat recovery system | FY2016 | FY2016 | 2016-06-27 | 2841 | Yes
JCM Model Project | Implementation | - | Introduction of High-efficiency Once-through Boiler in Instant Noodle Factory | Myanmar | ACECOOK CO., LTD. | Energy efficiency | Boiler | FY2016 | FY2016 | 2016-06-27 | 674 | Yes
JCM Model Project | Implementation | - | Introduction of High-efficiency Boiler System to Rubber Belt Plant | Thailand | BANDO CHEMICAL INDUSTRIES,LTD. | Energy efficiency | Boiler | FY2016 | FY2016 | 2017-01-12 | 3060 | Yes
JCM Model Project | Implementation | - | Energy Saving by Air-Conditioning Control System in Precision Parts Factories | Thailand | YUASA TRADING CO.,Ltd. | Energy efficiency | Air conditioning | FY2016 | FY2016 | 2017-01-12 | 2493 | Yes
JCM Model Project | Registered | TH009 | Introduction of 27MW Rooftop Solar Power System to Large Supermarkets | Thailand | Sharp Corporation | Renewable Energy | Solar photovoltaic (PV) system | FY2016 | FY2016 | 2017-01-12 | 13293 | Yes
JCM Model Project | Registered | TH014 | Introduction of 5MW Floating Solar Power System on Industrial Water Reservoir | Thailand | TSB Co., Ltd. | Renewable Energy | Solar photovoltaic (PV) system | FY2016 | FY2016 | 2016-10-31 | 2552 | Yes
JCM Model Project | Registered | TH008 | Introduction of Heat Recovery Heat Pumps to Food Processing Factory | Thailand | CPF JAPAN CO.,LTD. | Energy efficiency | Waste heat recovery system | FY2016 | FY2016 | 2016-10-21 | 985 | Yes
JCM Model Project | Registered | TH006 | Introduction of 12MW Power Generation System by Waste Heat Recovery for Cement Plant | Thailand | NTT DATA INSTITUTE OF MANAGEMENT CONSULTING, Inc. | Waste management & biomass utilisation | Power generation by waste heat recovery | FY2016 | FY2016 | 2016-07-15 | 29746 | Yes
JCM Model Project | Implementation | - | Introduction of the High Efficiency Chiller and the Exhaust Heat Recovery System | Costa Rica | NTT DATA INSTITUTE OF MANAGEMENT CONSULTING, Inc. | Energy efficiency | Chiller; Waste heat recovery system | FY2016 | FY2016 | 2016-06-27 | 585 | Yes
JCM Model Project | Implementation | - | Introduction of Co-generation System to Motor Parts Factory | Thailand | Denso Corporation | Energy efficiency | Co-generation system | FY2016 | FY2016 | 2016-07-15 | 5904 | Yes
JCM Model Project | Implementation | - | Introduction of Energy Efficient Refrigeration System in Industrial Cold Storage | Thailand | Kanematsu Corp. | Energy efficiency | Refrigerator | FY2016 | FY2016 | 2016-07-15 | 293 | Yes
JCM Model Project | Implementation | - | Introduction of Energy Saving Refrigerator and Evaporator with Mechanical Vapor Recompression in Amino Acid Producing Plant | Thailand | KYOWA HAKKO BIO CO. LTD. | Energy efficiency | Evaporator; Refrigerator | FY2016 | FY2016 | 2016-07-15 | 1527 | Yes
JCM Model Project | Implementation | - | Introduction of 2MW Rooftop Solar Power System for Power Supply in Factory | Thailand | Finetech Co., Ltd. | Renewable Energy | Solar photovoltaic (PV) system | FY2016 | FY2016 | 2016-07-15 | 844 | Yes
JCM Model Project | Registered | TH005 | Introduction of 3.4MW Rooftop Solar Power System to Air-conditioning Parts Factories | Thailand | Sharp Corporation | Renewable Energy | Solar photovoltaic (PV) system | FY2016 | FY2016 | 2016-07-15 | 1179 | Yes
JCM Model Project | Implementation | - | Introduction of High Efficiency Chilled Water Supply System in Milk Factory | Thailand | TEPIA Corporation Japan Co., Ltd. | Energy efficiency | LED lighting | FY2016 | FY2016 | 2016-06-27 | 941 | Yes
JCM Model Project | Implementation | - | Introduction of High Efficiency Ion Exchange Membrane Electrolyzer in Caustic Soda Production Plant | Thailand | Asahi Glass Co., Ltd. | Energy efficiency | Electrolyzer | FY2016 | FY2016 | 2016-06-27 | 2591 | Yes
JCM Model Project | Implementation | - | Introduction of LED Lighting to Sales Stores | Thailand | FAST RETAILING CO., LTD. | Energy efficiency | LED lighting | FY2016 | FY2016 | 2016-06-27 | 1649 | Yes
JCM Model Project | Registered | VN013 | Introduction of Amorphous High Efficiency Transformer in Northern, Central and Southern Power Grids | Viet Nam | Yuko Keiso Co., Ltd. | Energy efficiency | Transformers | FY2016 | FY2016 | 2016-07-15 | 3477 | Yes
JCM Model Project | Registered | VN014 | Introduction of Energy Saving Equipment to Automotive Wire Production Factory | Viet Nam | YAZAKI PARTS CO., LTD. | Energy efficiency | Wire stranding machines | FY2016 | FY2016 | 2016-07-15 | 591 | Yes
JCM Model Project | Registered | VN011 | Installation of Energy Saving Equipment in Lens Factory | Viet Nam | HOYA CORP. | Energy efficiency | Electrolyzer | FY2016 | FY2016 | 2016-06-27 | 1220 | Yes
JCM Model Project | Withdrawn | - | Introduction of 4.75MW Power Generation System by Waste Heat Recovery for Cement Plant | Viet Nam | NTT DATA INSTITUTE OF MANAGEMENT CONSULTING, Inc. | Waste management & biomass utilisation | Power generation by waste heat recovery | FY2016 | FY2016 | 2016-06-27 | - | No
JCM Model Project | Registered | VN012 | Introduction of High Efficiency Water Pumps in Da Nang City | Viet Nam | Yokohama Water Co., Ltd. | Energy efficiency | Water Pump | FY2016 | FY2016 | 2016-06-27 | 738 | Yes
JCM REDD+ Model Project | Implementation | - | REDD+ project in Boalemo District | Indonesia | Kanematsu Corp. | LULUCF/REDD+ | - | FY2016; FY2015 | FY2015 | 2016/6/23; 2015/8/6 | 86520 | Yes
JCM Model Project | Withdrawn | - | 50MW Solar PV Power Plant Project | Bangladesh | PACIFIC CONSULTANTS CO.,LTD. | Renewable energy | Solar photovoltaic (PV) system; Solar power plant | FY2015 | FY2015 | 2016-01-12 | 40527 | Yes
JCM Model Project | Registered | KH001 | Introduction of Ultra-lightweight Solar Panels for Power Generation at International School | Cambodia | Asia Gateway Corporation | Renewable Energy | Solar photovoltaic (PV) system | FY2015 | FY2015 | 2016-01-12 | 104 | Yes
JCM Model Project | Registered | ID018 | 1.6MW Solar PV Power Plant Project in Jakabaring Sport City | Indonesia | Sharp Corporation | Renewable Energy | Solar photovoltaic (PV) system | FY2015 | FY2015 | 2016-01-12 | 917 | Yes
JCM Model Project | Withdrawn | - | 6MW Small Hydropower Generation Project in Rupingazi | Kenya | PACIFIC CONSULTANTS CO.,LTD. | Renewable energy | Hydropower plant | FY2015 | FY2015 | 2016-01-12 | 16528 | No
JCM Model Project | Registered | KE002 | Introduction of Solar PV System at Salt Factory | Kenya | PACIFIC CONSULTANTS CO.,LTD. | Renewable Energy | Solar photovoltaic (PV) system | FY2015 | FY2015 | 2016-01-12 | 630 | Yes
JCM Model Project | Registered | MN004 | 10MW Solar Power Project in Darkhan City | Mongolia | Sharp Corporation | Renewable Energy | Solar photovoltaic (PV) system | FY2015 | FY2015 | 2016-01-12 | 11221 | Yes
JCM Model Project | Registered | BD002 | Installation of High Efficiency Centrifugal Chiller for Air Conditioning System in Clothing Tag Factory | Bangladesh | EBARA REFRIGERATION EQUIPMENT & SYSTEMS CO., LTD | Energy efficiency | Chiller | FY2015 | FY2015 | 2016-01-12 | 578 | Yes
JCM Model Project | Registered | MN003 | Installation of 2.1MW Solar Power Plant for Power Supply in Ulaanbaatar Suburb | Mongolia | Farmdo Co., Ltd. | Renewable Energy | Solar photovoltaic (PV) system; Solar power plant | FY2015 | FY2015 | 2016-01-12 | 12009 | Yes
JCM Model Project | Registered | ID022 | Introduction of High Efficiency Once-through Boiler in Golf Ball Factory | Indonesia | Sumitomo Rubber Industries, Ltd. | Energy efficiency | Boiler | FY2015 | FY2015 | 2016-01-12 | 148 | Yes
JCM Model Project | Registered | SA001 | Introduction of High Efficiency Electrolyzer in Chlorine Production Plant | Saudi Arabia | KANEMATSU CORPORATON | Energy efficiency | Electrolyzer | FY2015 | FY2015 | 2016-01-12 | 3289 | Yes
JCM Model Project | Registered | TH003 | Installation of High Efficiency Air Conditioning System and Chillers in Semiconductor Factory | Thailand | Sony Semiconductor Corporation | Energy efficiency | Air conditioning systems; Chillers | FY2015 | FY2015 | 2016-01-12 | 3744 | Yes
JCM Model Project | Implementation | - | Energy Saving for Air-Conditioning in Tire Manufacturing Factory with High Efficiency Centrifugal Chiller | Thailand | Inabata & Co., Ltd | Energy efficiency | Chiller | FY2015 | FY2015 | 2016-01-12 | 305 | Yes
JCM Model Project | Implementation | - | Energy Saving in Factories with Air-Conditioning Control System | Viet Nam | Yuko Keiso Co., Ltd. | Energy efficiency | Air conditioning | FY2015 | FY2015 | 2016-01-12 | 3297 | Yes
JCM Model Project | Registered | VN008 | Introduction of Amorphous High Efficiency Transformers in Southern and Central Power Grids | Viet Nam | Yuko Keiso Co., Ltd. | Energy efficiency | Transformers | FY2015 | FY2015 | 2016-01-12 | 3885 | Yes
JCM Model Project | Implementation | - | Installation of High Efficiency Kiln in Sanitary Ware Manufacturing Factory | Viet Nam | TOTO LTD. | Energy efficiency | Kiln | FY2015 | FY2015 | 2016-01-12 | 311 | Yes
JCM Model Project | Withdrawn | - | Introduction of High Efficiency Electric Furnace at Foundries | Viet Nam | NTT DATA INSTITUTE OF MANAGEMENT CONSULTING, Inc. | Energy efficiency | Furnace | FY2015 | FY2015 | 2016-01-12 | - | No
JCM Model Project | Registered | VN007 | Introduction of Solar PV System at Shopping Mall in Ho Chi Minh City | Viet Nam | AEON RETAIL Co., Ltd. | Renewable Energy | Solar photovoltaic (PV) system | FY2015 | FY2015 | 2016-01-12 | 125 | Yes
JCM Model Project | Withdrawn | - | Introduction of Biomass CHP Plant in Flooring Factory | Ethiopia | Pacific Consultants Co.,Ltd., African Bamboo PLC | Waste management & biomass utilisation | Biomass power plant | FY2015 | FY2015 | 2015-11-26 | 7940 | No
JCM Model Project | Implementation | - | Installation of Co-Generation Plant for On-Site Energy Supply in Motorcycle Factory | Thailand | NIPPON STEEL & SUMIKIN ENGINEERING CO., LTD., NS Plant Designing Corporation, NS-OG Energy Solutions (Thailand) Ltd. | Energy efficiency | Co-generation system | FY2015 | FY2015 | 2015-11-19 | 7414 | Yes
JCM Model Project | Registered | ID019 | Installation of Gas Co-generation System for Automobile Manufacturing Plant | Indonesia | Toyota Tsusho Corp., Toyota Motor Manufacturing Indonesia (TMMIN) | Energy efficiency | Co-generation system | FY2015 | FY2015 | 2015-11-09 | 21793 | Yes
JCM Model Project | Registered | VN010 | Energy Saving in Acid Lead Battery Factory with Container Formation Facility | Viet Nam | Hitachi Chemical Company, Ltd. | Energy efficiency | Energy-efficient equipment | FY2015 | FY2015 | 2015-10-19 | 3825 | Yes
JCM Model Project | Registered | BD004 | Introduction of PV-diesel Hybrid System at Fastening Manufacturing Plant | Bangladesh | Ykk Corporation, YKK Bangladesh Pte Ltd. | Renewable Energy | PV-diesel hybrid | FY2015 | FY2015 | 2015-06-30 | 226 | Yes
JCM Model Project | Registered | BD003 | Installation of High Efficiency Loom at Weaving Factory | Bangladesh | Toyota Tsusho Corporation, Hamid Fabrics Limited | Energy efficiency | Loom | FY2015 | FY2015 | 2015-06-30 | 437 | Yes
JCM Model Project | Registered | KH002 | Introduction of High Efficiency LED Lighting Utilizing Wireless Network | Cambodia | Minebea Co., Ltd., Shukaku Inc. / Overseas Cambodian Investment Corporation / Siem Reap Provincial Hall / APSARA | Energy efficiency | LED lighting | FY2015 | FY2015 | 2015-06-30 | 599 | Yes
JCM Model Project | Registered | ID009 | Energy Saving for Air-Conditioning at Shopping Mall with High Efficiency Centrifugal Chiller | Indonesia | Ntt Facilities, Inc., PT.PAKUWON JATI Tbk | Energy efficiency | Chiller | FY2015 | FY2015 | 2015-06-30 | 398 | Yes
JCM Model Project | Implementation | - | Energy Saving for Industrial Park with Smart LED Street Lighting System | Indonesia | Ntt Facilities, Inc., PT. MALIGI PERMATA INDUSTRIAL ESTATE / PT. HARAPAN ANANG BAKRI & SONS / PT. KARAWANG TATABINA INDUSTRIAL ESTATE | Energy efficiency | LED lighting | FY2015 | FY2015 | 2015-06-30 | 543 | Yes
JCM Model Project | Registered | ID021 | Introduction of High Efficiency Once-through Boiler System in Film Factory | Indonesia | Mitsubishi Chemical Corporation, PT. MC Pet Film Indonesia | Energy efficiency | Boiler | FY2015 | FY2015 | 2015-06-30 | 816 | Yes
JCM Model Project | Registered | MM001 | Introduction of Waste to Energy Plant in Yangon City | Myanmar | JFE Engineering Corporation, Yangon City Development Committee | Waste management & biomass utilisation | Waste-to-energy | FY2015 | FY2015 | 2015-06-30 | 4732 | Yes
JCM Model Project | Implementation | - | Energy Saving at Convenience Stores with High Efficiency Air-Conditioning and Refrigerated Showcase | Thailand | FamilyMart Co.,Ltd., Central FamilyMart Co., Ltd. | Energy efficiency | Energy-efficient equipment | FY2015 | FY2015 | 2015-06-30 | 223 | Yes
JCM Model Project | Withdrawn | - | Energy Saving by Utilizing Waste Heat at Hotel | Indonesia | Takasago Thermal Engineering Co., Ltd. | Waste management & biomass utilisation |  | FY2015 | FY2015 | 2015-06-30 | - | No
JCM Model Project | Withdrawn | - | Energy Saving for Office Building with High Efficiency Water Cooled Air-Conditioning Unit | Indonesia | Ntt Facilities, Inc. | Energy efficiency | - | FY2015 | FY2015 | 2015-06-30 | - | No
JCM Model Project | Registered | TH002 | Reducing GHG Emission at Textile Factory by Upgrading to Air-saving Loom (Samutprakarn) | Thailand | Toray Industries, Inc. | Energy efficiency | Loom | FY2015 | FY2015 | 2015-06-30 | 390 | Yes
JCM Model Project | Withdrawn | - | Installation of Cogeneration System in Hotel | Indonesia | Ntt Data Institute Of Management Consulting, Inc. | Energy efficiency | Co-generation system | FY2015 | FY2015 | 2015-06-30 | - | Yes
JCM Model Project | Registered | TH004 | Energy Saving for Semiconductor Factory with High Efficiency Centrifugal Chiller and Compressor | Thailand | Sony Semiconductor Corporation | Energy efficiency | Chiller | FY2015 | FY2015 | 2015-06-30 | 365 | Yes
JCM Model Project | Registered | VN005 | Introduction of High Efficiency Air-conditioning in Hotel | Viet Nam | Ntt Data Institute of Management Consulting,Inc., Peace Real Estate Investment Company Limited | Energy efficiency | Air conditioning | FY2015 | FY2015 | 2015-06-30 | 935 | Yes
JCM Model Project | Registered | VN009 | Energy Saving in Lens Factory with Energy Efficient Air-Conditioners | Viet Nam | Ricoh Company Ltd., RICOH IMAGING PRODUCTS (Vietnam) CO., LTD. | Energy efficiency | Air conditioning | FY2015 | FY2015 | 2015-06-30 | 147 | Yes
JCM Model Project | Withdrawn | - | Domo de San Pedro II Geothermal Power Generation | Mexico | Mitsubishi Hitachi Power Systems,Ltd. | Renewable energy | Geothermal power generation | FY2015 | FY2015 | 2015-06-30 | - | Yes
JCM Model Project | Withdrawn | - | Energy Saving by Converting from Hg-Cell Process to Ion-exchange Membrane Process at Chlorine Production Plant | Mexico | ThyssenKrupp Uhde Chlorine Engineers (Japan) Ltd. | Energy efficiency |  | FY2015 | FY2015 | 2015-06-30 | - | No
JCM Model Project | Registered | TH001 | Introduction of Solar PV System on Factory Rooftop | Thailand | Pacific Consultants Co.,Ltd. | Renewable Energy | Solar photovoltaic (PV) system | FY2015 | FY2015 | 2015-06-30 | 491 | Yes
JCM Demonstration Project | Withdrawn | - | Thin-Film solar power plant | Indonesia | Sharp Corporation | Renewable energy | Solar photovoltaic (PV) system; Solar power plant | FY2015; FY2014; FY2013 | FY2013 | - | - | No
JCM Demonstration Project | Registered | VN003 | Energy saving by BEMS optimum operation at Hotel | Viet Nam | Hochiminh City University of Natural Resources and Environment (HCMUNRE), Hibiya Engineering, Ltd., Mitsubishi UFJ Morgan Stanley Securities Co., Ltd. | Energy efficiency | Utility Facility Operation Optimization Technology | FY2015; FY2014; FY2013 | FY2013 | - | 605 | Yes
JCM Demonstration Project | Registered | VN002 | Energy saving by inverter air conditioner optimum operation at National Hospital | Viet Nam | Mitsubishi Electric Corporation, Mitsubishi Corporation, Mitsubishi UFJ Morgan Stanley Securities Co., Ltd., Energy Conservation Center Ho Chi Minh City (ECC) | Energy efficiency | Air conditioning systems | FY2015; FY2014; FY2013 | FY2013 | - | 574 | Yes
JCM REDD+ Model Project | Withdrawn | - | REDD+ in Prey Long Area and Seima Area | Cambodia | Conservation International Japan; Asia Air Survey | LULUCF/REDD+ | - | FY2014 | FY2014 | 2014-07-07 | 1136158 | Yes
ADB Trust Fund JF JCM | Implementation | - | Smart Micro-Grid System for POISED Project in Addu Atoll | Maldives | Addu Atoll Electric Power Corporation | Renewable Energy | Solar photovoltaic (PV) system | FY2014 | FY2014 | 2015-03-19 | 3958 | No
JCM Model Project | Registered | PW003 | Small-Scale Solar Power Plants for Commercial Facilities Project II | Palau | Pacific Consultants Co.,Ltd., Western Caroline Trading Company, NECO Yamaha Corporation, Palau Investment and Development Company | Renewable Energy | Solar photovoltaic (PV) system | FY2014 | FY2014 | 2015-02-24 | 320 | Yes
JCM Model Project | Registered | PW002 | Solar PV System for Schools Project | Palau | Pacific Consultants Co.,Ltd., Palau Adventist Schools | Renewable Energy | Solar photovoltaic (PV) system | FY2014 | FY2014 | 2015-02-24 | 111 | Yes
JCM Model Project | Registered | ID023 | Installation of Solar Power System and Storage Battery to Commercial Facility | Indonesia | Itochu Corporation, PT. Aeon Mall Indonesia | Renewable Energy | Solar photovoltaic (PV) system | FY2014 | FY2014 |  | 260 | Yes
JCM Model Project | Registered | ID011 | Introduction of high efficient Old Corrugated Cartons Process at Paper Factory | Indonesia | Kanematsu Corp., PT Fajar Surya Wisesa Tbk. | Energy efficiency | Old corrugated carton process | FY2014 | FY2014 | 2015-02-24 | 19011 | Yes
JCM Model Project | Registered | ID015 | Reducing GHG emission at textile factories by upgrading to air-saving loom | Indonesia | Toray Industries, Inc., P.T. Indonesia Synthetic Textile Milles (ISTEM)／ P.T. Easterntex, P.T. Century Textile Industry Tbk (CENTEX)／P.T. Toray Industries Indonesia (TIN) | Energy efficiency | Loom | FY2014 | FY2014 | 2015-02-24 | 742 | Yes
JCM Model Project | Withdrawn | - | Solar Diesel Abatement Project | Kenya | Ingerosec Corp., NVI Energy (Kenya) Ltd., Cheli & Peacok Management Ltd., Borana Ranch Ltd. | Renewable energy | PV-diesel hybrid | FY2014 | FY2014 | 2015-02-24 | - | Yes
JCM Model Project | Withdrawn | - | PV power generation system for the office building | Malaysia | NTT DATA Institute Of Management Consulting, Inc., KEN TTDI SDN BHD | Renewable energy | Solar PV | FY2014 | FY2014 | 2015-02-24 | - | Yes
JCM Model Project | Registered | VN004 | Introduction of Amorphous high efficiency transformers in power distribution systems | Viet Nam | Yuko Keiso Co., Ltd., EVN Southern Power Corporation | Energy efficiency | Transformers | FY2014 | FY2014 | 2015-02-24 | 610 | Yes
JCM Model Project | Implementation | - | Energy Saving for Air Conditioning & Facility Cooling by High Efficiency Centrifugal Chiller (Suburbs of Dhaka) | Bangladesh | Ebara Refrigeration Equipment & Systems Co., Ltd. | Energy efficiency | Air conditioning systems; Chillers | FY2014 | FY2014 | 2015-01-19 | 107 | Yes
JCM Model Project | Registered | MV001 | School Building Rooftop Solar Power Plant Project | Maldives | Pacific Consultants Co., Ltd., InterAct Inc. | Renewable Energy | Solar photovoltaic (PV) system | FY2014 | FY2014 | 2014-11-13 | 156 | Yes
JCM Model Project | Withdrawn | - | Solar Power Hybrid System Installation to Existing Base Transceiver Stations in Off-grid Area (50 sites) | Indonesia | PT. Telekomunikasi Selular, ITOCHU Corporation | Renewable energy | PV-diesel hybrid | FY2014 | FY2014 | 2014-06-20 | 4644 | Yes
JCM Model Project | Registered | ID013 | Power Generation by Waste-heat Recovery in Cement Industry | Indonesia | JFE Engineering Corp., PT Semen Indonesia (Persero) Tbk | Waste management & biomass utilisation | Chiller; Waste heat recovery system | FY2014 | FY2014 | 2014-06-20 | 149063 | Yes
JCM Model Project | Registered | ID010 | Energy Saving through Introduction of Regenerative Burners to the Aluminum Holding Furnace of the Automotive Components Manufacturer | Indonesia | TOYOTSU MACHINERY CORPORATION, HOKURIKU TECHNO CO., LTD., PT. TOYOTA TSUSHO INDONESIA, PT. YAMAHA MOTOR PARTS MANUFACTURING INDONESIA (YPMI), PT. MATAHARI WASISO TAMA | Energy efficiency | Furnace | FY2014 | FY2014 | 2014-06-20 | 98 | Yes
JCM Model Project | Registered | VN001 | Eco-driving by Utilizing Digital Tachograph System | Viet Nam | Nippon Express Co., Ltd., NIPPON EXPRESS (VIETNAM) | Transportation | Digital tachograph | FY2014 | FY2014 | 2014-06-20 | 324 | Yes
JCM Model Project | Registered | ID004 | Energy Saving for Textile Factory Facility Cooling by High-efficiency Centrifugal Chiller | Indonesia | Ebara Refrigeration Equipment & Systems Co., Ltd., PT. Nikawa Textile Industry PT. Ebara Indonesia | Energy efficiency | Chiller | FY2014 | FY2014 | 2014-06-20 | 205 | Yes
JCM Model Project | Withdrawn | - | Anaerobic Digestion of Organic Waste for Biogas Utilization at Market | Viet Nam | Hitachi Zosen Corporation, K.K. Satisfactory International, Saigon Trading Group | Waste management & biomass utilisation | Biogas | FY2014 | FY2014 | 2014-06-20 | - | Yes
JCM REDD+ Model Project | Withdrawn | - | Improvement of REDD+ Implementation Using IC Technology | Indonesia | Mitsubishi Research Institute, Inc. | LULUCF/REDD+ | - | FY2014 | FY2014 | - | 180000 | Yes
JCM REDD+ Model Project | Withdrawn | - | REDD+ with Livelihood Development and Biomass-based Power Generation | Viet Nam | Sumitomo Forestry Co., Ltd. | LULUCF/REDD+ | - | FY2013 | FY2013 | - | 3.05-6.97M | Yes
JCM Model Project | Registered | PW001 | Small-Scale Solar Power Plant for Commercial Facilities in Island States | Palau | Pacific Consultants Co.,Ltd. | Renewable Energy | Solar photovoltaic (PV) system | FY2013 | FY2013 | - | 259 | Yes
JCM Model Project | Withdrawn | - | Small-scale Biomass Power Generation by Using Stirling Engines | Cambodia | Promaterials inc. | Waste management & biomass utilisation | Biomass power plant | FY2013 | FY2013 | - | - | No
JCM Model Project | Registered | ID001 | Energy Saving for Air-Conditioning and Process Cooling at Textile Factory (Project site 1) | Indonesia | Ebara Refrigeration Equipment & Systems Co., Ltd. | Energy efficiency | Chiller: centrifugal chiller | FY2013 | FY2013 |  | 117 | Yes
JCM Model Project | Registered | ID005 | Energy Saving for Air-Conditioning and Process Cooling at Textile Factory (Project site 2) | Indonesia | Ebara Refrigeration Equipment & Systems Co., Ltd. | Energy efficiency | Air conditioning systems | FY2013 | FY2013 |  | 152 | Yes
JCM Model Project | Registered | MN001, MN002 | Upgrading and Installation of Centralized Control System of High-efficiency Heat Only Boiler (HOB) | Mongolia | SUURI-KEIKAKU Co., Ltd. | Energy efficiency | Boiler | FY2013 | FY2013 |  | 298 | Yes
JCM Model Project | Registered | ID008 | Energy Saving by Installation of Double Bundle-type Heat Pump | Indonesia | Toyota Tsusho Corporation | Energy efficiency | Heat pump | FY2013 | FY2013 |  | 175 | Yes
JCM Model Project | Registered | ID006 | Energy Savings at Convenience Stores | Indonesia | Lawson | Energy efficiency | Energy-efficient equipment | FY2013 | FY2013 |  | 806 | Yes
JCM Model Project | Registered | ID002. ID003 | Energy Efficient Refrigerants to Cold Chain Industry | Indonesia | Mayekawa Mfg. Co., Ltd. | Energy efficiency | Factory refrigeration | FY2013 | FY2013 |  | 165 | Yes
JCM Model Project | Withdrawn | - | Brick Production based on Non-Firing Solidification Technology | Bangladesh | Tepia Corp. Japan, Kamei Seito, Alcedo, Kamei Ceramics Bangladesh | Energy efficiency |  | FY2013 | FY2013 |  | 12557 | Yes
JCM Model Project | Withdrawn | - | Integrated Energy Efficiency Improvement at Beer Factory | Viet Nam | Renova, Inc. | Energy efficiency |  | FY2013 | FY2013 | - | - | No
JCM Model Project | Withdrawn | - | Energy Efficient NH3 Heat Pumps to Marine Products Processing Industry | Viet Nam |  | Energy efficiency |  | FY2013 | FY2013 | - | - | No
Subtotal | 259 | [9 empty] | 4138040.63

## Additional Information (hidden)
IGES JCM Database - Additional information
Type of Project | Supplemental Information | Type of Project | Techonology Covered | Local Stakeholder Consultation | JCM Sectoral Scope
Co-generation | Non-biomass | Energy efficiency | Aerator | Academic institution management | 1 | Energy industries (renewable – / non-renewable sources)
Energy efficiency | Commercial & household | Energy efficiency | Advanced process control (APC) systems | Academic institution(s) | 2 | Energy distribution
Energy efficiency | Base Tranceiver Stations (BTS) | Energy efficiency | Air compressor | Association(s) | 3 | Energy demand
Energy efficiency | Public facility | Energy efficiency | Air conditioning control system | Central government official(s) | 4 | Manufacturing industries
Energy efficiency | Factory | Energy efficiency | Air conditioning systems | Company employee(s) | 5 | Chemical industry
Energy efficiency | Supply side | Energy efficiency | Air jet loom | Company management(s) | 6 | Construction
Energy efficiency | Non-renewable biomass | Energy efficiency | All-electric injection modeling machine | Consultant(s) | 7 | Transport
Energy efficiency | PFC reduction and substitution | Energy efficiency | Autoclave | Embassy | 8 | Mining/Mineral production
Energy efficiency | SF6 replacement | Energy efficiency | Base Tranceiver Stations (BTS) | International organisation(s) | 9 | Metal production
Energy efficiency | Leak reduction | Energy efficiency | Batteries | JC member(s) | 10 | Fugitive emissions from fuels (solid, oil and gas)
Energy efficiency | Power distribution grid | Energy efficiency | Battery Case Forming Device | JCM Secretariat | 11 | Fugitive emissions from production and consumption of halocarbons and sulphur hexafluoride
LULUCF/REDD+ | Afforestation/Reforestation | Energy efficiency | Boiler | Local community(ies) | 12 | Solvents use
LULUCF/REDD+ | Forest fire prevention | Energy efficiency | Chiller | Local government official(s) | 13 | Waste handling and disposal
Renewable energy | Hydropower | Energy efficiency | Co-generation system | Neighboring citizen(s) | 14 | Reducing Emissions from Deforestation and Forest Degradation in developing countries; and the role of conservation, sustainable management of forests and enhancement of forest carbon stocks in developing countries (REDD-plus); Afforestation and Reforestation
Renewable energy | Geothermal power | Energy efficiency | Container formation | Related company(ies)
Renewable energy | Solar photovoltaic (PV) | Energy efficiency | Data centre | Related worker(s) | 15 | Agriculture
Renewable energy | Solar power | Energy efficiency | Displacement ventilation system | User(s)
Renewable energy | Thermal power | Energy efficiency | Distillation system
Renewable energy | Tidal power | Energy efficiency | Distributed Control System (DCS)
Renewable energy | Wind power | Energy efficiency | Double bundle-type heat pump
Renewable energy | Biomass power | Energy efficiency | Electricity distribution grid
Transportation | Others | Energy efficiency | Electrolyzer
Transportation | Bus Rapid Transit (BRTs), Mass Rapid Transit (MRTs) | Energy efficiency | Evaporator
Waste management & biomass utilisation | PFC reduction and substitution - | Energy efficiency | Fridge and freezer showcase
Waste management & biomass utilisation | SF6 replacement - | Energy efficiency | Fridge showcase
Waste management & biomass utilisation | Fuel switch Fuel switch to natural gas | Energy efficiency | Hear recovery heat pump
Waste management & biomass utilisation | Fuel switch Biomass | Energy efficiency | Heat pump
Waste management & biomass utilisation | Fuel switch Others | Energy efficiency | Infusion manufacturing process line (IMP line)
Waste management & biomass utilisation | Leak reduction | Energy efficiency | Injection molding machines
Waste management & biomass utilisation | BFG (Blast Furnace Gas), LDG, COG (Coke Oven Gas), Waste gas from Direct Reduction Iron (DRI) kiln, Cement production line, COG (CDQ), Electric arc furnace gas, Oilfield associated gas, Smelter Furnace, Carbon black production line, Submerged Arc Ferrochrome (SAF) furnace | Energy efficiency | LED lighting
Waste management & biomass utilisation | HFC reduction/avoidance | Energy efficiency | LED Street Lighting with Dimming System
Waste management & biomass utilisation | Fuel switch to natural gas | Energy efficiency | Old corrugated carton processing system(methodology)
Waste management & biomass utilisation | Biogas Wastewater treatment | Energy efficiency | Old corrugated carton processing system(project)
Waste management & biomass utilisation | Biogas Non-renewable biomass | Energy efficiency | Power generation by waste heat recovery
Waste management & biomass utilisation | Biogas Household | Energy efficiency | Recovery pump
Waste management & biomass utilisation | Biogas Others | Energy efficiency | Refrigerator
Waste management & biomass utilisation | Methane avoidance Composting | Energy efficiency | Regenerative burners
Waste management & biomass utilisation | Methane avoidance Waste incineration | Energy efficiency | Storage battery
Waste management & biomass utilisation | Methane avoidance Landfill gas (LFG) aeration | Energy efficiency | Thermal vapor recompression
Waste management & biomass utilisation | Methane avoidance Others | Energy efficiency | Transformer
Waste management & biomass utilisation | Methane recovery & utilization Landfill gas flaring | Energy efficiency | Transmission and Distribution line system
Waste management & biomass utilisation | Methane recovery & utilization Landfill gas recovery & utilization | Energy efficiency | Transmission line
Waste management & biomass utilisation | Methane recovery & utilization Coal Mine Methane (CMM)/Coal Bed Methane (CBM) | Energy efficiency | Tribrid system
Waste management & biomass utilisation | Methane recovery & utilization Others | Energy efficiency | Utility Facility Operation Optimization Technology
Waste management & biomass utilisation | N2O decomposition | Energy efficiency | Water pump
Waste management & biomass utilisation | Power generation by waste heat recovery | Energy efficiency | Waste heat recovery system
|  | Energy efficiency | Waste hot water recovery system
|  | Energy efficiency | Wire stranding machines
|  | Renewable energy | Hydropower system
|  | Renewable energy | Hydropower plant
|  | Renewable energy | Geothermal power plant
|  | Renewable energy | Solar photovoltaic (PV) system
|  | Renewable energy | Solar power plant
|  | Renewable energy | Wind power plant
|  | Renewable energy | Biomass power plant
|  | Transportation | CNG hybrid equipment
|  | Transportation | Digital tachograph system
|  | Transportation | Freshness preservation reefer container
|  | Waste management & biomass utilisation | Biogas boiler
|  | Waste management & biomass utilisation | Biomass boiler
|  | Waste management & biomass utilisation | Biomass power generation system
|  | Waste management & biomass utilisation | Biomass power plant
|  | Waste management & biomass utilisation | Continuous anaerobic digester
|  | Waste management & biomass utilisation | Incinerators
|  | Waste management & biomass utilisation | Landfill gas avoidance
|  | Waste management & biomass utilisation | Methane avoidance
|  | Waste management & biomass utilisation | Wastewater treatment

## Financed Projects_summary
Financed Projects - Summary and Charts
Table 1. Number of Active JCM Financed Project by Fiscal Year
| Host country | FY2012 | FY2013 | FY2014 | FY2015 | FY2016 | FY2017 | FY2018 | FY2019 | FY2020 | FY2021 | Total | registered projects | Estimated GHG ER (tCO2/year)
| Indonesia | 0 | 7 | 6 | 8 | 5 | 2 | 5 | 4 | 4 | 5 | 46 | 23 | 580700
| Thailand | 0 | 0 | 0 | 7 | 14 | 1 | 6 | 4 | 7 | 7 | 46 | 9 | 251033
| Viet Nam | 0 | 2 | 2 | 8 | 4 | 3 | 3 | 4 | 6 | 8 | 40 | 14 | 223657.5
| Philippines | 0 | 0 | 0 | 0 | 0 | 4 | 3 | 4 | 2 | 3 | 16 | 0 | 369868.13
| Mongolia | 0 | 2 | 0 | 2 | 1 | 1 | 1 | 2 | 0 | 0 | 9 | 5 | 68641
| Myanmar | 0 | 0 | 0 | 1 | 4 | 0 | 2 | 0 | 2 | 0 | 9 | 1 | 40052
| Chile | 0 | 0 | 0 | 0 | 1 | 0 | 0 | 2 | 2 | 3 | 8 | 1 | 58448
| Lao PDR | 0 | 0 | 1 | 1 | 0 | 2 | 1 | 0 | 1 | 1 | 7 | 1 | 174840
| Cambodia | 0 | 0 | 0 | 2 | 2 | 0 | 0 | 2 | 0 | 0 | 6 | 2 | 4487
| Mexico | 0 | 0 | 0 | 0 | 2 | 0 | 2 | 1 | 0 | 1 | 6 | 0 | 136268
| Bangladesh | 0 | 0 | 1 | 3 | 0 | 0 | 1 | 0 | 0 | 0 | 5 | 3 | 24401
| Palau | 0 | 1 | 2 | 0 | 0 | 0 | 1 | 1 | 0 | 0 | 5 | 4 | 1829
| Kenya | 1 | 0 | 0 | 1 | 0 | 0 | 1 | 0 | 0 | 0 | 3 | 2 | 56664
| Maldives | 0 | 0 | 2 | 0 | 0 | 0 | 0 | 0 | 1 | 0 | 3 | 1 | 44531
| Costa Rica | 0 | 0 | 0 | 0 | 2 | 0 | 0 | 0 | 0 | 0 | 2 | 1 | 2830
| Saudi Arabia | 0 | 0 | 0 | 1 | 0 | 0 | 0 | 0 | 1 | 0 | 2 | 1 | 480418
| Ethiopia | 0 | 0 | 0 | 0 | 0 | 0 | 0 | 1 | 0 | 0 | 1 | 0 | 30007
| Total | 1 | 12 | 14 | 34 | 35 | 13 | 26 | 25 | 26 | 28 | 214 | 68 | 2548674.63
※1. If a project is adopted over several years, only the first year is counted in Table1 and Chart1
Chart 1. Number of Active JCM Financed Project by Fiscal Year | bar: FY2012 to FY2018
Table 2. Number of Active JCM Financed Project by Type of Project | bar: FY2012 to FY2018
| Host country | Energy efficiency | Renewable energy | Transportation | Waste management & biomass utilisation | F-gas recovery and destruction | LULUCF/REDD+ | Total
| Indonesia | 27 | 15 | 1 | 2 | 0 | 1 | 46
| Thailand | 20 | 21 | 0 | 4 | 1 | 0 | 46
| Viet Nam | 24 | 12 | 2 | 1 | 1 | 0 | 40
| Philippines | 1 | 13 | 0 | 2 | 0 | 0 | 16
| Mongolia | 4 | 5 | 0 | 0 | 0 | 0 | 9
| Myanmar | 3 | 1 | 0 | 5 | 0 | 0 | 9
| Chile | 0 | 7 | 0 | 1 | 0 | 0 | 8
| Lao PDR | 2 | 4 | 0 | 0 | 0 | 1 | 7
| Cambodia | 2 | 4 | 0 | 0 | 0 | 0 | 6
| Mexico | 2 | 3 | 0 | 1 | 0 | 0 | 6
| Bangladesh | 4 | 1 | 0 | 0 | 0 | 0 | 5
| Palau | 0 | 5 | 0 | 0 | 0 | 0 | 5
| Kenya | 0 | 3 | 0 | 0 | 0 | 0 | 3
| Maldives | 0 | 2 | 0 | 1 | 0 | 0 | 3
| Costa Rica | 1 | 1 | 0 | 0 | 0 | 0 | 2
| Saudi Arabia | 1 | 1 | 0 | 0 | 0 | 0 | 2
| Ethiopia | 0 | 1 | 0 | 0 | 0 | 0 | 1
| Total | 91 | 99 | 3 | 17 | 2 | 2 | 214
Chart 2. Number of Active JCM Financed Project by Type of Project and Country | bar: FY2012 to FY2018
Note on D61: tsukui[+1]comes from the project "Introduction of High Efficiency Boiler, High Efficiency Chiller, and Solar PV System to Textile Factory and Food Factory"